{"text_format":"2","workbook":"xlsx","n_sheets":2,"sheets":["OHL","Cable"],"not_rendered":{"charts":0,"images":0,"macros":0,"external_links":0,"defined_names":0,"comments":0,"pivot_tables":0},"unopened":[],"bounds":{"document_bytes":16777216,"sheet_cells":100000,"run_cost":"one","rows_first":2000,"rows_last":500,"rows_between":2000,"halvings":0,"cell_chars":16384,"cell_head_chars":4096},"cells_cut":0,"cells_raw":0,"read":"whole","date_system":"1900"}

{"sheet":"OHL","index":0,"n_rows":2500,"n_cols":5,"rows_kept":2500,"cut":false,"hidden":false,"merged":[]}
["frequency in Hz","Positive Sequence Resistance in p.u.","Zero Sequence Resistance in p.u.","Positive Sequence Inductance in p.u.","Zero Sequence Inductance in p.u."]
[1,0.937836,0.15695100000000001,1.0018910000000001,1.5387420000000001]
[2,0.93792200000000003,0.17047399999999999,1.0018879999999999,1.4748969999999999]
[3,0.93806400000000001,0.18540400000000001,1.0018819999999999,1.4355629999999999]
[4,0.93826200000000004,0.20155200000000001,1.0018739999999999,1.406094]
[5,0.93851700000000005,0.21876599999999999,1.0018629999999999,1.381931]
[6,0.938828,0.23691000000000001,1.001851,1.361062]
[7,0.93919399999999997,0.255859,1.0018359999999999,1.3424320000000001]
[8,0.93961499999999998,0.27549600000000002,1.001819,1.325423]
[9,0.94008999999999998,0.29570999999999997,1.0018009999999999,1.3096479999999999]
[10,0.94062000000000001,0.31639899999999999,1.0017799999999999,1.2948519999999999]
[11,0.94120300000000001,0.33746300000000001,1.0017579999999999,1.280859]
[12,0.94183899999999998,0.35881299999999999,1.0017339999999999,1.2675460000000001]
[13,0.942527,0.38036399999999998,1.001708,1.254821]
[14,0.94326699999999997,0.402036,1.001681,1.242621]
[15,0.94405799999999995,0.42375699999999999,1.001652,1.2308950000000001]
[16,0.94489900000000004,0.44546200000000002,1.0016210000000001,1.2196039999999999]
[17,0.94579000000000002,0.46709099999999998,1.0015890000000001,1.20872]
[18,0.94673099999999999,0.48859000000000002,1.0015559999999999,1.1982189999999999]
[19,0.94772100000000004,0.50991200000000003,1.001522,1.1880809999999999]
[20,0.94875900000000002,0.53101399999999999,1.0014860000000001,1.178291]
[21,0.94984400000000002,0.55186000000000002,1.001449,1.1688339999999999]
[22,0.95097699999999996,0.57241799999999998,1.0014110000000001,1.159699]
[23,0.952156,0.59266200000000002,1.0013719999999999,1.150874]
[24,0.95338199999999995,0.612568,1.0013320000000001,1.14235]
[25,0.95465299999999997,0.63211899999999999,1.0012909999999999,1.134117]
[26,0.95596899999999996,0.65129999999999999,1.0012490000000001,1.126166]
[27,0.95733000000000001,0.67009799999999997,1.001206,1.1184890000000001]
[28,0.958735,0.68850599999999995,1.0011620000000001,1.111078]
[29,0.96018400000000004,0.70651900000000001,1.001117,1.103923]
[30,0.96167599999999998,0.72413300000000003,1.001071,1.097018]
[31,0.96321199999999996,0.74134699999999998,1.0010239999999999,1.090354]
[32,0.96478900000000001,0.758162,1.000977,1.083923]
[33,0.96640899999999996,0.77458099999999996,1.000929,1.077718]
[34,0.96807100000000001,0.79060699999999995,1.00088,1.071731]
[35,0.969773,0.80624700000000005,1.0008300000000001,1.065955]
[36,0.97151699999999996,0.82150500000000004,1.00078,1.0603819999999999]
[37,0.97330099999999997,0.83638999999999997,1.0007280000000001,1.0550060000000001]
[38,0.97512500000000002,0.85091000000000006,1.0006759999999999,1.0498179999999999]
[39,0.976989,0.86507199999999995,1.000624,1.044813]
[40,0.97889199999999998,0.87888599999999995,1.00057,1.039984]
[41,0.98083399999999998,0.89236199999999999,1.000516,1.035323]
[42,0.98281499999999999,0.90550799999999998,1.000462,1.030826]
[43,0.98483399999999999,0.91833399999999998,1.0004059999999999,1.0264850000000001]
[44,0.98689000000000004,0.93085099999999998,1.0003500000000001,1.022294]
[45,0.98898399999999997,0.94306800000000002,1.0002930000000001,1.018248]
[46,0.99111499999999997,0.95499500000000004,1.0002359999999999,1.0143420000000001]
[47,0.993282,0.96664300000000003,1.000178,1.0105690000000001]
[48,0.99548599999999998,0.97801899999999997,1.000119,1.0069239999999999]
[49,0.99772499999999997,0.98913499999999999,1.0000599999999999,1.003403]
[50,1,1,1,1]
[51,1.00231,1.010623,0.99993900000000002,0.99671100000000001]
[52,1.0046539999999999,1.021012,0.99987800000000004,0.99353100000000005]
[53,1.0070319999999999,1.031177,0.99981699999999996,0.99045700000000003]
[54,1.009444,1.0411269999999999,0.99975400000000003,0.98748199999999997]
[55,1.01189,1.0508690000000001,0.999691,0.98460499999999995]
[56,1.0143679999999999,1.0604119999999999,0.99962799999999996,0.98182100000000005]
[57,1.0168790000000001,1.069763,0.99956400000000001,0.97912500000000002]
[58,1.0194220000000001,1.0789310000000001,0.99949900000000003,0.97651600000000005]
[59,1.0219959999999999,1.0879220000000001,0.99943400000000004,0.97398799999999996]
[60,1.024602,1.0967439999999999,0.99936800000000003,0.97153999999999996]
[61,1.027239,1.1054029999999999,0.99930099999999999,0.969167]
[62,1.029906,1.1139060000000001,0.99923399999999996,0.96686700000000003]
[63,1.032602,1.1222589999999999,0.99916700000000003,0.96463699999999997]
[64,1.0353289999999999,1.1304689999999999,0.99909899999999996,0.96247400000000005]
[65,1.038084,1.138541,0.999031,0.96037600000000001]
[66,1.0408679999999999,1.1464810000000001,0.99896200000000002,0.95833999999999997]
[67,1.0436799999999999,1.1542950000000001,0.998892,0.95636399999999999]
[68,1.046519,1.1619870000000001,0.99882199999999999,0.95444499999999999]
[69,1.0493859999999999,1.1695629999999999,0.99875100000000006,0.95258100000000001]
[70,1.0522800000000001,1.177027,0.99868100000000004,0.95077]
[71,1.0551999999999999,1.1843840000000001,0.99860899999999997,0.94901100000000005]
[72,1.0581469999999999,1.1916389999999999,0.99853700000000001,0.94730000000000003]
[73,1.061118,1.1987950000000001,0.99846500000000005,0.94563600000000003]
[74,1.0641149999999999,1.2058580000000001,0.99839199999999995,0.94401800000000002]
[75,1.0671360000000001,1.2128289999999999,0.99831899999999996,0.94244399999999995]
[76,1.070181,1.2197150000000001,0.99824500000000005,0.94091199999999997]
[77,1.07325,1.2265170000000001,0.99817100000000003,0.93942000000000003]
[78,1.076343,1.233239,0.99809599999999998,0.93796800000000002]
[79,1.079458,1.239886,0.99802100000000005,0.93655299999999997]
[80,1.082595,1.246459,0.997946,0.93517399999999995]
[81,1.0857540000000001,1.2529619999999999,0.99787000000000003,0.93383099999999997]
[82,1.088935,1.259398,0.99779399999999996,0.93252100000000004]
[83,1.0921369999999999,1.2657689999999999,0.99771799999999999,0.93124300000000004]
[84,1.095359,1.272079,0.997641,0.92999699999999996]
[85,1.0986009999999999,1.278329,0.99756400000000001,0.928782]
[86,1.101864,1.2845230000000001,0.99748599999999998,0.92759499999999995]
[87,1.105145,1.290662,0.99740799999999996,0.92643699999999995]
[88,1.1084449999999999,1.296748,0.99733000000000005,0.92530500000000004]
[89,1.111764,1.3027850000000001,0.997251,0.92420000000000002]
[90,1.1151,1.308773,0.99717299999999998,0.92312099999999997]
[91,1.1184540000000001,1.314716,0.99709400000000004,0.92206600000000005]
[92,1.1218250000000001,1.320614,0.99701399999999996,0.92103400000000002]
[93,1.125213,1.3264689999999999,0.99693399999999999,0.92002600000000001]
[94,1.1286160000000001,1.332284,0.99685500000000005,0.91903900000000005]
[95,1.132036,1.33806,0.99677400000000005,0.91807399999999995]
[96,1.1354709999999999,1.343798,0.99669399999999997,0.91713]
[97,1.1389210000000001,1.3495010000000001,0.99661299999999997,0.91620599999999996]
[98,1.1423859999999999,1.3551690000000001,0.99653199999999997,0.91530100000000003]
[99,1.145864,1.360803,0.99645099999999998,0.91441399999999995]
[100,1.149357,1.366406,0.99636999999999998,0.91354599999999997]
[101,1.152863,1.3719779999999999,0.99628799999999995,0.91269599999999995]
[102,1.1563810000000001,1.3775219999999999,0.99620600000000004,0.91186299999999998]
[103,1.1599120000000001,1.3830359999999999,0.99612400000000001,0.91104600000000002]
[104,1.163456,1.3885240000000001,0.99604199999999998,0.91024499999999997]
[105,1.167011,1.3939859999999999,0.99595999999999996,0.90946000000000005]
[106,1.170577,1.399424,0.99587700000000001,0.90868899999999997]
[107,1.1741550000000001,1.4048369999999999,0.99579499999999999,0.90793299999999999]
[108,1.177743,1.4102269999999999,0.99571200000000004,0.907192]
[109,1.181341,1.4155960000000001,0.99562899999999999,0.90646400000000005]
[110,1.184949,1.4209430000000001,0.99554600000000004,0.90574900000000003]
[111,1.1885669999999999,1.4262699999999999,0.99546299999999999,0.90504700000000005]
[112,1.192194,1.4315770000000001,0.99538000000000004,0.904358]
[113,1.195829,1.4368650000000001,0.99529599999999996,0.90368099999999996]
[114,1.199473,1.4421360000000001,0.99521300000000001,0.90301600000000004]
[115,1.203125,1.447389,0.99512900000000004,0.902362]
[116,1.2067840000000001,1.452626,0.99504499999999996,0.90171900000000005]
[117,1.2104520000000001,1.4578469999999999,0.99496200000000001,0.901088]
[118,1.214126,1.463052,0.99487800000000004,0.90046599999999999]
[119,1.2178059999999999,1.468243,0.99479399999999996,0.89985599999999999]
[120,1.2214929999999999,1.47342,0.99470999999999998,0.89925500000000003]
[121,1.225187,1.478583,0.99462600000000001,0.89866299999999999]
[122,1.228885,1.483733,0.99454200000000004,0.89808100000000002]
[123,1.2325900000000001,1.4888699999999999,0.99445799999999995,0.897509]
[124,1.236299,1.4939960000000001,0.99437399999999998,0.89694499999999999]
[125,1.240013,1.4991099999999999,0.99429000000000001,0.89639000000000002]
[126,1.2437320000000001,1.5042120000000001,0.99420600000000003,0.89584299999999994]
[127,1.247455,1.5093049999999999,0.99412199999999995,0.89530500000000002]
[128,1.2511810000000001,1.514386,0.99403799999999998,0.89477399999999996]
[129,1.254912,1.519458,0.993954,0.89425200000000005]
[130,1.258645,1.524521,0.99387000000000003,0.893737]
[131,1.2623819999999999,1.529574,0.99378599999999995,0.89322900000000005]
[132,1.2661210000000001,1.534619,0.99370199999999997,0.89272899999999999]
[133,1.269863,1.539655,0.993618,0.89223600000000003]
[134,1.2736069999999999,1.544683,0.99353400000000003,0.89174900000000001]
[135,1.277353,1.549704,0.99345099999999997,0.89127000000000001]
[136,1.2810999999999999,1.5547169999999999,0.993367,0.89079699999999995]
[137,1.2848489999999999,1.559723,0.99328300000000003,0.89032999999999995]
[138,1.2886,1.5647219999999999,0.99319999999999997,0.88987000000000005]
[139,1.292351,1.5697140000000001,0.993116,0.88941499999999996]
[140,1.296103,1.5747,0.99303300000000005,0.88896699999999995]
[141,1.299855,1.57968,0.99294899999999997,0.88852399999999998]
[142,1.303607,1.584654,0.99286600000000003,0.88808699999999996]
[143,1.3073600000000001,1.5896220000000001,0.99278299999999997,0.887656]
[144,1.3111120000000001,1.5945849999999999,0.99270000000000003,0.88722999999999996]
[145,1.314864,1.5995429999999999,0.99261699999999997,0.88680899999999996]
[146,1.3186150000000001,1.6044959999999999,0.99253400000000003,0.88639400000000002]
[147,1.322365,1.6094440000000001,0.99245099999999997,0.88598299999999997]
[148,1.3261149999999999,1.614387,0.99236899999999995,0.88557799999999998]
[149,1.3298620000000001,1.619326,0.992286,0.88517699999999999]
[150,1.333609,1.624261,0.99220399999999997,0.88478100000000004]
[151,1.337353,1.629192,0.99212100000000003,0.88438899999999998]
[152,1.3410960000000001,1.6341190000000001,0.992039,0.88400299999999998]
[153,1.3448370000000001,1.6390420000000001,0.99195699999999998,0.88361999999999996]
[154,1.3485750000000001,1.643961,0.99187599999999998,0.88324199999999997]
[155,1.352311,1.6488769999999999,0.99179399999999995,0.88286799999999999]
[156,1.3560449999999999,1.6537900000000001,0.99171299999999996,0.882498]
[157,1.359775,1.6586989999999999,0.99163100000000004,0.88213200000000003]
[158,1.3635029999999999,1.6636059999999999,0.99155000000000004,0.88177099999999997]
[159,1.367227,1.668509,0.99146900000000004,0.881413]
[160,1.3709480000000001,1.6734100000000001,0.99138800000000005,0.88105900000000004]
[161,1.3746659999999999,1.6783079999999999,0.99130799999999997,0.88070899999999996]
[162,1.3783799999999999,1.6832039999999999,0.99122699999999997,0.88036199999999998]
[163,1.382091,1.688097,0.991147,0.880019]
[164,1.3857969999999999,1.692987,0.99106700000000003,0.87967899999999999]
[165,1.3895,1.6978759999999999,0.99098699999999995,0.87934299999999999]
[166,1.3931979999999999,1.7027620000000001,0.99090699999999998,0.87900999999999996]
[167,1.396892,1.707646,0.99082800000000004,0.87868100000000005]
[168,1.400582,1.7125280000000001,0.99074799999999996,0.878355]
[169,1.4042669999999999,1.717409,0.99066900000000002,0.87803200000000003]
[170,1.4079470000000001,1.7222869999999999,0.99058999999999997,0.87771200000000005]
[171,1.4116230000000001,1.7271639999999999,0.99051199999999995,0.87739500000000004]
[172,1.4152940000000001,1.7320390000000001,0.99043300000000001,0.877081]
[173,1.4189590000000001,1.736912,0.99035499999999999,0.87677099999999997]
[174,1.4226190000000001,1.741784,0.99027699999999996,0.87646299999999999]
[175,1.426275,1.7466550000000001,0.99019900000000005,0.87615799999999999]
[176,1.429924,1.7515240000000001,0.99012100000000003,0.87585500000000005]
[177,1.4335690000000001,1.756391,0.99004400000000004,0.875556]
[178,1.4372069999999999,1.761258,0.98996700000000004,0.87525900000000001]
[179,1.4408399999999999,1.7661230000000001,0.98989000000000005,0.87496499999999999]
[180,1.4444669999999999,1.7709870000000001,0.98981300000000005,0.87467300000000003]
[181,1.448089,1.7758499999999999,0.98973699999999998,0.87438400000000005]
[182,1.4517040000000001,1.7807120000000001,0.98965999999999998,0.87409800000000004]
[183,1.455314,1.785574,0.98958400000000002,0.87381299999999995]
[184,1.458917,1.7904340000000001,0.98950899999999997,0.87353199999999998]
[185,1.4625140000000001,1.795293,0.98943300000000001,0.87325299999999995]
[186,1.466105,1.8001510000000001,0.98935799999999996,0.87297599999999997]
[187,1.469689,1.8050090000000001,0.98928300000000002,0.87270099999999995]
[188,1.4732670000000001,1.809866,0.98920799999999998,0.87242900000000001]
[189,1.4768380000000001,1.8147219999999999,0.98913300000000004,0.87215799999999999]
[190,1.4804029999999999,1.8195779999999999,0.98905900000000002,0.87189099999999997]
[191,1.483962,1.8244320000000001,0.988985,0.87162499999999998]
[192,1.4875130000000001,1.8292870000000001,0.98891099999999998,0.87136100000000005]
[193,1.491058,1.8341400000000001,0.98883699999999997,0.87109999999999999]
[194,1.494596,1.838994,0.98876399999999998,0.87083999999999995]
[195,1.498127,1.8438460000000001,0.98869099999999999,0.87058199999999997]
[196,1.5016510000000001,1.848698,0.988618,0.87032699999999996]
[197,1.5051680000000001,1.85355,0.98854500000000001,0.87007299999999999]
[198,1.5086790000000001,1.8584020000000001,0.98847300000000005,0.86982199999999998]
[199,1.5121819999999999,1.863253,0.98840099999999997,0.86957200000000001]
[200,1.5156780000000001,1.868104,0.98832900000000001,0.86932399999999999]
[201,1.5191669999999999,1.872954,0.98825799999999997,0.86907800000000002]
[202,1.522648,1.877804,0.98818600000000001,0.868834]
[203,1.5261229999999999,1.882654,0.98811499999999997,0.868591]
[204,1.52959,1.8875040000000001,0.98804400000000003,0.86835099999999998]
[205,1.5330490000000001,1.892353,0.98797400000000002,0.86811199999999999]
[206,1.536502,1.8972020000000001,0.987904,0.86787499999999995]
[207,1.539947,1.9020509999999999,0.98783399999999999,0.86763900000000005]
[208,1.543385,1.9069,0.98776399999999998,0.86740499999999998]
[209,1.5468150000000001,1.9117489999999999,0.98769399999999996,0.86717299999999997]
[210,1.5502370000000001,1.916598,0.98762499999999998,0.86694199999999999]
[211,1.553653,1.921446,0.98755599999999999,0.86671299999999996]
[212,1.5570600000000001,1.9262950000000001,0.987487,0.86648499999999995]
[213,1.5604610000000001,1.9311430000000001,0.98741900000000005,0.866259]
[214,1.5638529999999999,1.9359919999999999,0.98735099999999998,0.866035]
[215,1.5672379999999999,1.9408399999999999,0.98728300000000002,0.86581200000000003]
[216,1.570616,1.945689,0.98721499999999995,0.865591]
[217,1.5739860000000001,1.950537,0.98714800000000003,0.865371]
[218,1.577348,1.9553860000000001,0.98708099999999999,0.86515200000000003]
[219,1.5807020000000001,1.960234,0.98701399999999995,0.86493500000000001]
[220,1.584049,1.9650829999999999,0.98694700000000002,0.86471900000000002]
[221,1.5873889999999999,1.969932,0.98688100000000001,0.86450499999999997]
[222,1.5907199999999999,1.9747809999999999,0.986815,0.86429199999999995]
[223,1.594044,1.9796290000000001,0.98674899999999999,0.86407999999999996]
[224,1.597361,1.984478,0.98668400000000001,0.863869]
[225,1.6006689999999999,1.989328,0.98661799999999999,0.86365999999999998]
[226,1.6039699999999999,1.9941770000000001,0.98655300000000001,0.86345300000000003]
[227,1.6072630000000001,1.999026,0.98648899999999995,0.86324599999999996]
[228,1.610549,2.003876,0.98642399999999997,0.86304099999999995]
[229,1.6138269999999999,2.0087259999999998,0.98636000000000001,0.86283699999999997]
[230,1.617097,2.013576,0.98629599999999995,0.86263400000000001]
[231,1.6203590000000001,2.0184259999999998,0.986232,0.86243300000000001]
[232,1.6236139999999999,2.0232760000000001,0.98616899999999996,0.862232]
[233,1.6268609999999999,2.028127,0.98610600000000004,0.86203300000000005]
[234,1.630101,2.032978,0.986043,0.86183500000000002]
[235,1.6333329999999999,2.0378289999999999,0.98597999999999997,0.86163800000000001]
[236,1.636557,2.0426799999999998,0.98591799999999996,0.86144299999999996]
[237,1.6397729999999999,2.0475319999999999,0.98585599999999995,0.86124800000000001]
[238,1.6429819999999999,2.0523829999999998,0.98579399999999995,0.86105399999999999]
[239,1.646183,2.0572360000000001,0.98573200000000005,0.86086200000000002]
[240,1.6493770000000001,2.0620880000000001,0.98567099999999996,0.86067099999999996]
[241,1.652563,2.0669409999999999,0.98560999999999999,0.86048100000000005]
[242,1.6557409999999999,2.071793,0.98554900000000001,0.86029100000000003]
[243,1.6589119999999999,2.0766469999999999,0.98548800000000003,0.86010299999999995]
[244,1.662075,2.0815000000000001,0.98542799999999997,0.85991600000000001]
[245,1.66523,2.086354,0.98536800000000002,0.85972999999999999]
[246,1.6683779999999999,2.091208,0.98530799999999996,0.859545]
[247,1.671519,2.096063,0.98524900000000004,0.85936100000000004]
[248,1.674652,2.1009169999999999,0.98518899999999998,0.859178]
[249,1.6777770000000001,2.1057730000000001,0.98512999999999995,0.85899599999999998]
[250,1.6808959999999999,2.1106280000000002,0.98507199999999995,0.858815]
[251,1.6840059999999999,2.1154839999999999,0.98501300000000003,0.85863500000000004]
[252,1.687109,2.1203400000000001,0.98495500000000002,0.85845499999999997]
[253,1.690205,2.125197,0.98489700000000002,0.85827699999999996]
[254,1.6932929999999999,2.1300530000000002,0.98483900000000002,0.85809999999999997]
[255,1.696374,2.1349109999999998,0.98478100000000002,0.85792299999999999]
[256,1.6994480000000001,2.1397680000000001,0.98472400000000004,0.85774799999999995]
[257,1.7025140000000001,2.1446260000000001,0.98466699999999996,0.85757300000000003]
[258,1.705573,2.1494849999999999,0.98460999999999999,0.85739900000000002]
[259,1.7086239999999999,2.1543429999999999,0.98455400000000004,0.85722600000000004]
[260,1.711668,2.1592030000000002,0.98449699999999996,0.85705399999999998]
[261,1.7147060000000001,2.1640619999999999,0.98444100000000001,0.85688299999999995]
[262,1.717735,2.1689219999999998,0.98438499999999995,0.85671299999999995]
[263,1.720758,2.1737820000000001,0.98433000000000004,0.85654300000000005]
[264,1.723773,2.1786430000000001,0.98427500000000001,0.856375]
[265,1.726782,2.1835040000000001,0.98421899999999996,0.85620700000000005]
[266,1.7297830000000001,2.1883659999999998,0.98416499999999996,0.85604000000000002]
[267,1.732777,2.193228,0.98411000000000004,0.85587400000000002]
[268,1.7357640000000001,2.1980900000000001,0.98405600000000004,0.85570800000000002]
[269,1.7387440000000001,2.2029529999999999,0.98400100000000001,0.85554399999999997]
[270,1.741717,2.2078159999999998,0.98394800000000004,0.85538000000000003]
[271,1.7446820000000001,2.2126800000000002,0.98389400000000005,0.855217]
[272,1.747641,2.2175440000000002,0.98384000000000005,0.85505399999999998]
[273,1.7505930000000001,2.2224089999999999,0.98378699999999997,0.85489300000000001]
[274,1.753538,2.227274,0.983734,0.85473200000000005]
[275,1.7564759999999999,2.2321390000000001,0.98368100000000003,0.854572]
[276,1.7594080000000001,2.2370049999999999,0.98362899999999998,0.85441299999999998]
[277,1.762332,2.2418710000000002,0.98357700000000003,0.85425399999999996]
[278,1.76525,2.2467380000000001,0.98352499999999998,0.85409599999999997]
[279,1.7681610000000001,2.2516050000000001,0.98347300000000004,0.853939]
[280,1.7710649999999999,2.2564730000000002,0.98342099999999999,0.85378200000000004]
[281,1.773962,2.2613409999999998,0.98336999999999997,0.85362700000000002]
[282,1.776853,2.2662089999999999,0.98331900000000005,0.85347200000000001]
[283,1.7797369999999999,2.2710780000000002,0.98326800000000003,0.85331699999999999]
[284,1.7826150000000001,2.2759480000000001,0.98321700000000001,0.853163]
[285,1.785485,2.280818,0.98316700000000001,0.85301000000000005]
[286,1.7883500000000001,2.2856879999999999,0.98311599999999999,0.852858]
[287,1.791207,2.290559,0.983066,0.85270599999999996]
[288,1.7940590000000001,2.2954310000000002,0.98301700000000003,0.85255499999999995]
[289,1.7969029999999999,2.3003019999999998,0.98296700000000004,0.85240499999999997]
[290,1.799742,2.3051750000000002,0.98291799999999996,0.85225499999999998]
[291,1.8025739999999999,2.310047,0.98286799999999996,0.85210600000000003]
[292,1.805399,2.314921,0.982819,0.85195699999999996]
[293,1.8082180000000001,2.3197939999999999,0.98277099999999995,0.85180999999999996]
[294,1.8110310000000001,2.3246690000000001,0.98272199999999998,0.85166200000000003]
[295,1.8138380000000001,2.3295430000000001,0.98267400000000005,0.85151600000000005]
[296,1.816638,2.334419,0.982626,0.85136999999999996]
[297,1.8194319999999999,2.3392940000000002,0.98257799999999995,0.85122399999999998]
[298,1.82222,2.3441700000000001,0.98253000000000001,0.85107900000000003]
[299,1.8250010000000001,2.3490470000000001,0.982483,0.850935]
[300,1.827777,2.3539240000000001,0.98243499999999995,0.85079099999999996]
[301,1.830546,2.3588019999999998,0.98238800000000004,0.85064799999999996]
[302,1.83331,2.36368,0.98234100000000002,0.85050599999999998]
[303,1.8360669999999999,2.3685589999999999,0.98229500000000003,0.85036400000000001]
[304,1.8388180000000001,2.3734380000000002,0.98224800000000001,0.85022299999999995]
[305,1.841564,2.378317,0.98220200000000002,0.850082]
[306,1.844303,2.383197,0.98215600000000003,0.84994199999999998]
[307,1.8470359999999999,2.3880780000000001,0.98211000000000004,0.84980199999999995]
[308,1.849764,2.3929589999999998,0.98206499999999997,0.84966299999999995]
[309,1.8524860000000001,2.3978410000000001,0.98201899999999998,0.84952399999999995]
[310,1.855202,2.4027229999999999,0.98197400000000001,0.84938599999999997]
[311,1.857912,2.4076050000000002,0.98192900000000005,0.84924900000000003]
[312,1.860616,2.4124880000000002,0.98188399999999998,0.84911199999999998]
[313,1.8633139999999999,2.4173719999999999,0.98183900000000002,0.84897500000000004]
[314,1.866007,2.422256,0.98179499999999997,0.84883900000000001]
[315,1.8686940000000001,2.4271410000000002,0.98175100000000004,0.84870400000000001]
[316,1.8713759999999999,2.432026,0.98170599999999997,0.84856900000000002]
[317,1.8740520000000001,2.4369109999999998,0.98166299999999995,0.84843500000000005]
[318,1.876722,2.4417970000000002,0.98161900000000002,0.84830099999999997]
[319,1.8793869999999999,2.4466839999999999,0.98157499999999998,0.848167]
[320,1.8820460000000001,2.4515709999999999,0.98153199999999996,0.84803399999999995]
[321,1.8847,2.4564590000000002,0.98148899999999994,0.84790200000000004]
[322,1.887348,2.461347,0.98144600000000004,0.84777000000000002]
[323,1.889991,2.4662359999999999,0.98140300000000003,0.84763900000000003]
[324,1.8926289999999999,2.4711249999999998,0.98136000000000001,0.84750800000000004]
[325,1.8952610000000001,2.4760140000000002,0.98131800000000002,0.84737700000000005]
[326,1.897888,2.4809049999999999,0.98127600000000004,0.84724699999999997]
[327,1.900509,2.485795,0.98123400000000005,0.84711800000000004]
[328,1.9031260000000001,2.4906869999999999,0.98119199999999995,0.84698899999999999]
[329,1.905737,2.4955780000000001,0.98114999999999997,0.84685999999999995]
[330,1.908342,2.50047,0.98110900000000001,0.84673200000000004]
[331,1.9109430000000001,2.505363,0.98106700000000002,0.84660400000000002]
[332,1.913538,2.510256,0.98102599999999995,0.84647700000000003]
[333,1.916129,2.5151500000000002,0.980985,0.84635000000000005]
[334,1.918714,2.5200450000000001,0.98094400000000004,0.84622399999999998]
[335,1.9212940000000001,2.5249389999999998,0.980904,0.84609800000000002]
[336,1.9238690000000001,2.5298349999999998,0.98086300000000004,0.84597199999999995]
[337,1.926439,2.5347300000000001,0.980823,0.84584700000000002]
[338,1.9290039999999999,2.5396269999999999,0.98078299999999996,0.845723]
[339,1.9315640000000001,2.544524,0.98074300000000003,0.84559899999999999]
[340,1.9341189999999999,2.5494210000000002,0.98070299999999999,0.84547499999999998]
[341,1.9366699999999999,2.554319,0.98066299999999995,0.84535199999999999]
[342,1.9392149999999999,2.5592169999999999,0.98062400000000005,0.84522900000000001]
[343,1.941756,2.5641159999999998,0.98058400000000001,0.84510600000000002]
[344,1.944291,2.569016,0.980545,0.84498399999999996]
[345,1.9468220000000001,2.5739160000000001,0.98050599999999999,0.844862]
[346,1.949349,2.5788160000000002,0.98046699999999998,0.84474099999999996]
[347,1.95187,2.583717,0.98042899999999999,0.84462000000000004]
[348,1.9543870000000001,2.588619,0.98038999999999998,0.84450000000000003]
[349,1.9568989999999999,2.593521,0.980352,0.84438000000000002]
[350,1.959406,2.5984229999999999,0.98031400000000002,0.84426000000000001]
[351,1.9619089999999999,2.603326,0.98027600000000004,0.84414100000000003]
[352,1.964407,2.6082299999999998,0.98023800000000005,0.84402200000000005]
[353,1.966901,2.6131340000000001,0.98019999999999996,0.84390399999999999]
[354,1.96939,2.6180379999999999,0.98016300000000001,0.84378500000000001]
[355,1.971875,2.6229429999999998,0.98012500000000002,0.84366799999999997]
[356,1.9743550000000001,2.6278489999999999,0.98008799999999996,0.84355000000000002]
[357,1.976831,2.632755,0.98005100000000001,0.84343299999999999]
[358,1.9793019999999999,2.6376620000000002,0.98001400000000005,0.84331699999999998]
[359,1.9817689999999999,2.6425689999999999,0.97997699999999999,0.84320099999999998]
[360,1.9842310000000001,2.6474769999999999,0.97994000000000003,0.84308499999999997]
[361,1.9866889999999999,2.6523850000000002,0.979904,0.84296899999999997]
[362,1.9891430000000001,2.6572930000000001,0.97986799999999996,0.84285399999999999]
[363,1.9915929999999999,2.6622029999999999,0.97983100000000001,0.84273900000000002]
[364,1.994038,2.6671119999999999,0.97979499999999997,0.84262499999999996]
[365,1.9964789999999999,2.6720220000000001,0.97975900000000005,0.84251100000000001]
[366,1.9989159999999999,2.676933,0.97972400000000004,0.84239699999999995]
[367,2.0013480000000001,2.6818439999999999,0.979688,0.84228400000000003]
[368,2.0037759999999998,2.6867559999999999,0.979653,0.842171]
[369,2.0062009999999999,2.6916679999999999,0.97961699999999996,0.84205799999999997]
[370,2.0086210000000002,2.6965810000000001,0.97958199999999995,0.84194599999999997]
[371,2.011037,2.7014939999999998,0.97954699999999995,0.84183399999999997]
[372,2.0134479999999999,2.7064080000000001,0.97951200000000005,0.84172199999999997]
[373,2.0158559999999999,2.7113230000000001,0.97947700000000004,0.841611]
[374,2.0182600000000002,2.716237,0.97944299999999995,0.84150000000000003]
[375,2.0206599999999999,2.7211530000000002,0.97940799999999995,0.84138900000000005]
[376,2.0230549999999998,2.7260680000000002,0.97937399999999997,0.841279]
[377,2.0254470000000002,2.730985,0.97933999999999999,0.84116900000000006]
[378,2.0278350000000001,2.7359019999999998,0.97930499999999998,0.841059]
[379,2.0302190000000002,2.7408190000000001,0.979271,0.84094999999999998]
[380,2.0325989999999998,2.7457370000000001,0.97923800000000005,0.84084099999999995]
[381,2.0349750000000002,2.7506550000000001,0.97920399999999996,0.84073299999999995]
[382,2.0373480000000002,2.7555740000000002,0.97916999999999998,0.84062400000000004]
[383,2.0397159999999999,2.7604929999999999,0.97913700000000004,0.84051600000000004]
[384,2.042081,2.7654130000000001,0.97910399999999997,0.84040800000000004]
[385,2.0444420000000001,2.7703329999999999,0.97907100000000002,0.84030099999999996]
[386,2.046799,2.7752539999999999,0.97903700000000005,0.840194]
[387,2.0491519999999999,2.780176,0.97900500000000001,0.84008700000000003]
[388,2.0515020000000002,2.7850969999999999,0.97897199999999995,0.83998099999999998]
[389,2.0538479999999999,2.7900200000000002,0.978939,0.83987400000000001]
[390,2.05619,2.794943,0.97890699999999997,0.83976899999999999]
[391,2.0585290000000001,2.7998660000000002,0.97887400000000002,0.83966300000000005]
[392,2.060864,2.8047900000000001,0.97884199999999999,0.83955800000000003]
[393,2.063196,2.809714,0.97880999999999996,0.839453]
[394,2.0655239999999999,2.8146390000000001,0.97877800000000004,0.83934799999999998]
[395,2.0678480000000001,2.8195640000000002,0.978746,0.83924399999999999]
[396,2.0701689999999999,2.8244899999999999,0.97871399999999997,0.83914]
[397,2.0724860000000001,2.8294160000000002,0.97868200000000005,0.839036]
[398,2.0748000000000002,2.8343430000000001,0.97865100000000005,0.83893200000000001]
[399,2.0771099999999998,2.8392710000000001,0.97861900000000002,0.83882900000000005]
[400,2.0794169999999998,2.844198,0.97858800000000001,0.83872599999999997]
[401,2.0817199999999998,2.8491270000000002,0.97855700000000001,0.83862300000000001]
[402,2.0840200000000002,2.8540549999999998,0.97852600000000001,0.83852099999999996]
[403,2.0863170000000002,2.8589850000000001,0.978495,0.83841900000000003]
[404,2.0886100000000001,2.8639139999999998,0.978464,0.83831699999999998]
[405,2.0908989999999998,2.8688449999999999,0.978433,0.83821500000000004]
[406,2.0931860000000002,2.8737750000000002,0.97840300000000002,0.83811400000000003]
[407,2.095469,2.8787069999999999,0.97837200000000002,0.83801300000000001]
[408,2.0977489999999999,2.8836379999999999,0.97834200000000004,0.83791199999999999]
[409,2.100025,2.8885700000000001,0.97831199999999996,0.837812]
[410,2.1022980000000002,2.8935029999999999,0.97828099999999996,0.83771200000000001]
[411,2.104568,2.8984359999999998,0.97825099999999998,0.83761200000000002]
[412,2.1068349999999998,2.9033699999999998,0.97822100000000001,0.83751200000000003]
[413,2.1090990000000001,2.9083039999999998,0.97819199999999995,0.83741299999999996]
[414,2.1113590000000002,2.9132380000000002,0.97816199999999998,0.837314]
[415,2.1136159999999999,2.918174,0.978132,0.83721500000000004]
[416,2.1158700000000001,2.9231090000000002,0.97810299999999994,0.83711599999999997]
[417,2.1181209999999999,2.928045,0.97807299999999997,0.83701800000000004]
[418,2.1203690000000002,2.932982,0.97804400000000002,0.83692]
[419,2.1226129999999999,2.9379179999999998,0.97801499999999997,0.83682199999999995]
[420,2.1248550000000002,2.9428559999999999,0.97798600000000002,0.83672400000000002]
[421,2.1270929999999999,2.947794,0.97795699999999997,0.83662700000000001]
[422,2.1293289999999998,2.9527320000000001,0.97792800000000002,0.83653]
[423,2.131561,2.9576709999999999,0.97789899999999996,0.83643299999999998]
[424,2.1337899999999999,2.9626100000000002,0.97787100000000005,0.83633599999999997]
[425,2.1360169999999998,2.9675500000000001,0.97784199999999999,0.83623999999999998]
[426,2.1382400000000001,2.9724900000000001,0.97781399999999996,0.836144]
[427,2.14046,2.9774310000000002,0.97778500000000002,0.83604800000000001]
[428,2.1426780000000001,2.9823719999999998,0.97775699999999999,0.83595200000000003]
[429,2.144892,2.987314,0.97772899999999996,0.83585699999999996]
[430,2.1471040000000001,2.9922559999999998,0.97770100000000004,0.835762]
[431,2.1493120000000001,2.9971990000000002,0.97767300000000001,0.83566700000000005]
[432,2.1515179999999998,3.0021420000000001,0.97764499999999999,0.83557199999999998]
[433,2.153721,3.007085,0.97761799999999999,0.83547800000000005]
[434,2.1559210000000002,3.0120290000000001,0.97758999999999996,0.83538400000000002]
[435,2.158118,3.0169739999999998,0.97756200000000004,0.83528999999999998]
[436,2.1603129999999999,3.021919,0.97753500000000004,0.83519600000000005]
[437,2.1625040000000002,3.0268640000000002,0.97750800000000004,0.83510200000000001]
[438,2.1646930000000002,3.0318100000000001,0.97748000000000002,0.835009]
[439,2.1668790000000002,3.036756,0.97745300000000002,0.83491599999999999]
[440,2.1690619999999998,3.041703,0.97742600000000002,0.83482299999999998]
[441,2.1712419999999999,3.0466500000000001,0.97739900000000002,0.834731]
[442,2.1734200000000001,3.0515970000000001,0.97737200000000002,0.83463799999999999]
[443,2.1755949999999999,3.056546,0.97734500000000002,0.83454600000000001]
[444,2.1777669999999998,3.0614940000000002,0.97731900000000005,0.83445400000000003]
[445,2.1799369999999998,3.066443,0.97729200000000005,0.83436200000000005]
[446,2.1821030000000001,3.0713919999999999,0.97726599999999997,0.83427099999999998]
[447,2.1842679999999999,3.0763419999999999,0.97723899999999997,0.83418000000000003]
[448,2.186429,3.0812930000000001,0.977213,0.83408899999999997]
[449,2.1885880000000002,3.0862430000000001,0.97718700000000003,0.83399800000000002]
[450,2.190744,3.0911949999999999,0.97716099999999995,0.83390699999999995]
[451,2.192898,3.0961460000000001,0.97713499999999998,0.83381700000000003]
[452,2.195049,3.1010979999999999,0.97710900000000001,0.833727]
[453,2.1971970000000001,3.1060509999999999,0.97708300000000003,0.83363699999999996]
[454,2.1993429999999998,3.1110039999999999,0.97705699999999995,0.83354700000000004]
[455,2.2014870000000002,3.1159569999999999,0.97703099999999998,0.833457]
[456,2.203627,3.120911,0.97700600000000004,0.833368]
[457,2.2057660000000001,3.1258650000000001,0.97697999999999996,0.83327899999999999]
[458,2.2079010000000001,3.1308199999999999,0.97695500000000002,0.83318999999999999]
[459,2.210035,3.1357750000000002,0.97692900000000005,0.83310099999999998]
[460,2.2121650000000002,3.1407310000000002,0.97690399999999999,0.833013]
[461,2.2142940000000002,3.1456870000000001,0.97687900000000005,0.832924]
[462,2.2164190000000001,3.1506430000000001,0.976854,0.83283600000000002]
[463,2.2185429999999999,3.1556000000000002,0.97682899999999995,0.83274800000000004]
[464,2.2206640000000002,3.1605569999999998,0.97680400000000001,0.83265999999999996]
[465,2.222782,3.1655150000000001,0.97677899999999995,0.83257300000000001]
[466,2.224898,3.1704729999999999,0.97675400000000001,0.83248599999999995]
[467,2.2270120000000002,3.1754319999999998,0.97672899999999996,0.832399]
[468,2.229123,3.1803910000000002,0.97670500000000005,0.83231200000000005]
[469,2.2312319999999999,3.1853500000000001,0.97667999999999999,0.83222499999999999]
[470,2.2333379999999998,3.1903100000000002,0.97665599999999997,0.83213800000000004]
[471,2.2354419999999999,3.1952699999999998,0.97663199999999994,0.83205200000000001]
[472,2.2375440000000002,3.200231,0.976607,0.83196599999999998]
[473,2.2396430000000001,3.2051919999999998,0.97658299999999998,0.83187999999999995]
[474,2.2417400000000001,3.210153,0.97655899999999995,0.83179400000000003]
[475,2.2438349999999998,3.2151149999999999,0.97653500000000004,0.831708]
[476,2.2459280000000001,3.220078,0.97651100000000002,0.831623]
[477,2.2480180000000001,3.2250399999999999,0.97648699999999999,0.831538]
[478,2.2501060000000002,3.2300040000000001,0.97646299999999997,0.831453]
[479,2.2521909999999998,3.2349670000000001,0.97643899999999995,0.831368]
[480,2.2542749999999998,3.2399309999999999,0.97641599999999995,0.83128299999999999]
[481,2.2563559999999998,3.2448950000000001,0.97639200000000004,0.83119900000000002]
[482,2.258435,3.24986,0.97636900000000004,0.83111500000000005]
[483,2.2605110000000002,3.2548249999999999,0.97634500000000002,0.83103099999999996]
[484,2.2625860000000002,3.2597909999999999,0.97632200000000002,0.83094699999999999]
[485,2.2646579999999998,3.2647569999999999,0.97629900000000003,0.83086300000000002]
[486,2.2667280000000001,3.2697229999999999,0.976275,0.83077900000000005]
[487,2.268796,3.2746900000000001,0.97625200000000001,0.83069599999999999]
[488,2.270861,3.279658,0.97622900000000001,0.83061300000000005]
[489,2.2729249999999999,3.2846250000000001,0.97620600000000002,0.83052999999999999]
[490,2.2749860000000002,3.289593,0.97618300000000002,0.83044700000000005]
[491,2.2770450000000002,3.294562,0.97616000000000003,0.83036399999999999]
[492,2.279102,3.2995299999999999,0.97613799999999995,0.83028199999999996]
[493,2.2811569999999999,3.3044989999999999,0.97611499999999995,0.83019900000000002]
[494,2.28321,3.309469,0.97609199999999996,0.83011699999999999]
[495,2.2852610000000002,3.3144390000000001,0.97606999999999999,0.83003499999999997]
[496,2.287309,3.3194089999999998,0.976047,0.82995300000000005]
[497,2.2893560000000002,3.3243800000000001,0.97602500000000003,0.82987200000000005]
[498,2.2913999999999999,3.3293509999999999,0.97600200000000004,0.82979000000000003]
[499,2.2934420000000002,3.3343229999999999,0.97597999999999996,0.82970900000000003]
[500,2.2954829999999999,3.3392949999999999,0.97595799999999999,0.82962800000000003]
[501,2.2975210000000001,3.3442669999999999,0.97593600000000003,0.82954700000000003]
[502,2.2995570000000001,3.34924,0.97591399999999995,0.82946600000000004]
[503,2.3015910000000002,3.3542130000000001,0.97589199999999998,0.82938599999999996]
[504,2.303623,3.3591859999999998,0.97587000000000002,0.82930499999999996]
[505,2.3056540000000001,3.36416,0.97584800000000005,0.82922499999999999]
[506,2.3076819999999998,3.3691339999999999,0.97582599999999997,0.82914500000000002]
[507,2.3097080000000001,3.3741089999999998,0.975804,0.82906500000000005]
[508,2.3117320000000001,3.3790840000000002,0.97578200000000004,0.82898499999999997]
[509,2.3137539999999999,3.3840590000000002,0.97576099999999999,0.828905]
[510,2.3157740000000002,3.3890349999999998,0.97573900000000002,0.82882599999999995]
[511,2.3177919999999999,3.3940109999999999,0.97571799999999997,0.82874599999999998]
[512,2.3198089999999998,3.398987,0.97569600000000001,0.82866700000000004]
[513,2.3218230000000002,3.4039640000000002,0.97567499999999996,0.82858799999999999]
[514,2.3238349999999999,3.408941,0.97565400000000002,0.82850900000000005]
[515,2.3258459999999999,3.4139189999999999,0.97563200000000005,0.82843100000000003]
[516,2.3278539999999999,3.4188969999999999,0.97561100000000001,0.82835199999999998]
[517,2.3298610000000002,3.4238749999999998,0.97558999999999996,0.82827399999999995]
[518,2.3318650000000001,3.4288539999999998,0.97556900000000002,0.82819600000000004]
[519,2.3338679999999998,3.4338329999999999,0.97554799999999997,0.82811800000000002]
[520,2.3358690000000002,3.438812,0.97552700000000003,0.82804]
[521,2.3378679999999998,3.4437920000000002,0.97550599999999998,0.82796199999999998]
[522,2.3398650000000001,3.4487719999999999,0.97548599999999996,0.82788399999999995]
[523,2.3418610000000002,3.4537520000000002,0.97546500000000003,0.82780699999999996]
[524,2.3438539999999999,3.4587330000000001,0.97544399999999998,0.82772999999999997]
[525,2.3458450000000002,3.463714,0.97542300000000004,0.82765299999999997]
[526,2.3478349999999999,3.468696,0.97540300000000002,0.82757599999999998]
[527,2.3498230000000002,3.4736769999999999,0.97538199999999997,0.82749899999999998]
[528,2.3518089999999998,3.4786600000000001,0.97536199999999995,0.82742199999999999]
[529,2.353793,3.4836420000000001,0.97534200000000004,0.827345]
[530,2.3557760000000001,3.4886249999999999,0.97532099999999999,0.82726900000000003]
[531,2.3577560000000002,3.493608,0.97530099999999997,0.82719299999999996]
[532,2.3597350000000001,3.4985919999999999,0.97528099999999995,0.82711699999999999]
[533,2.3617119999999998,3.5035759999999998,0.97526100000000004,0.82704100000000003]
[534,2.3636870000000001,3.5085600000000001,0.97524100000000002,0.82696499999999995]
[535,2.3656609999999998,3.5135450000000001,0.975221,0.82688899999999999]
[536,2.367632,3.5185300000000002,0.97520099999999998,0.82681400000000005]
[537,2.369602,3.5235150000000002,0.97518099999999996,0.82673799999999997]
[538,2.3715700000000002,3.5285009999999999,0.97516099999999994,0.82666300000000004]
[539,2.3735369999999998,3.533487,0.97514100000000004,0.82658799999999999]
[540,2.3755009999999999,3.5384730000000002,0.97512100000000002,0.82651300000000005]
[541,2.3774639999999998,3.5434600000000001,0.975101,0.82643800000000001]
[542,2.3794249999999999,3.5484469999999999,0.975082,0.82636399999999999]
[543,2.3813849999999999,3.5534340000000002,0.97506199999999998,0.82628900000000005]
[544,2.3833419999999998,3.5584220000000002,0.97504299999999999,0.82621500000000003]
[545,2.3852980000000001,3.5634100000000002,0.97502299999999997,0.82613999999999999]
[546,2.3872529999999998,3.5683980000000002,0.97500399999999998,0.82606599999999997]
[547,2.389205,3.5733869999999999,0.97498399999999996,0.82599199999999995]
[548,2.3911560000000001,3.578376,0.97496499999999997,0.82591899999999996]
[549,2.3931049999999998,3.5833650000000001,0.97494599999999998,0.82584500000000005]
[550,2.3950529999999999,3.5883539999999998,0.97492699999999999,0.82577100000000003]
[551,2.3969990000000001,3.5933440000000001,0.974908,0.82569800000000004]
[552,2.398943,3.5983350000000001,0.97488799999999998,0.82562500000000005]
[553,2.4008850000000002,3.6033249999999999,0.97486899999999999,0.82555100000000003]
[554,2.4028260000000001,3.6083159999999999,0.97484999999999999,0.82547800000000005]
[555,2.4047649999999998,3.6133069999999998,0.974831,0.82540599999999997]
[556,2.4067029999999998,3.6182989999999999,0.97481300000000004,0.82533299999999998]
[557,2.408639,3.623291,0.97479400000000005,0.82525999999999999]
[558,2.4105729999999999,3.6282830000000001,0.97477499999999995,0.82518800000000003]
[559,2.412506,3.633276,0.97475599999999996,0.82511500000000004]
[560,2.4144369999999999,3.6382680000000001,0.97473699999999996,0.82504299999999997]
[561,2.416366,3.6432609999999999,0.974719,0.82497100000000001]
[562,2.4182939999999999,3.6482549999999998,0.97470000000000001,0.82489900000000005]
[563,2.42022,3.6532490000000002,0.97468200000000005,0.82482699999999998]
[564,2.422145,3.6582430000000001,0.97466299999999995,0.82475500000000002]
[565,2.4240680000000001,3.6632370000000001,0.97464499999999998,0.82468399999999997]
[566,2.425989,3.6682320000000002,0.97462599999999999,0.82461200000000001]
[567,2.4279090000000001,3.6732269999999998,0.97460800000000003,0.82454099999999997]
[568,2.429827,3.6782219999999999,0.97458999999999996,0.82447000000000004]
[569,2.4317440000000001,3.6832180000000001,0.97457199999999999,0.82439899999999999]
[570,2.433659,3.6882130000000002,0.974553,0.82432799999999995]
[571,2.4355730000000002,3.6932100000000001,0.97453500000000004,0.82425700000000002]
[572,2.4374850000000001,3.6982059999999999,0.97451699999999997,0.82418599999999997]
[573,2.4393950000000002,3.7032029999999998,0.974499,0.82411599999999996]
[574,2.4413040000000001,3.7082000000000002,0.97448100000000004,0.82404500000000003]
[575,2.4432109999999998,3.7131970000000001,0.97446299999999997,0.82397500000000001]
[576,2.4451170000000002,3.7181950000000001,0.97444500000000001,0.823905]
[577,2.4470209999999999,3.7231930000000002,0.97442700000000004,0.82383499999999998]
[578,2.4489239999999999,3.7281909999999998,0.97441,0.82376499999999997]
[579,2.450825,3.73319,0.97439200000000004,0.82369499999999995]
[580,2.452725,3.7381880000000001,0.97437399999999996,0.82362500000000005]
[581,2.4546230000000002,3.743188,0.974356,0.82355599999999995]
[582,2.4565199999999998,3.7481870000000002,0.97433899999999996,0.82348600000000005]
[583,2.458415,3.7531870000000001,0.97432099999999999,0.82341699999999995]
[584,2.4603090000000001,3.7581869999999999,0.97430399999999995,0.82334799999999997]
[585,2.4622009999999999,3.7631869999999998,0.97428599999999999,0.82327799999999995]
[586,2.4640919999999999,3.7681870000000002,0.97426900000000005,0.82320899999999997]
[587,2.4659810000000002,3.7731880000000002,0.97425099999999998,0.82314100000000001]
[588,2.4678689999999999,3.7781889999999998,0.97423400000000004,0.82307200000000003]
[589,2.4697550000000001,3.783191,0.974217,0.82300300000000004]
[590,2.4716399999999998,3.788192,0.97419900000000004,0.82293499999999997]
[591,2.4735230000000001,3.7931940000000002,0.97418199999999999,0.82286599999999999]
[592,2.4754049999999999,3.7981959999999999,0.97416499999999995,0.82279800000000003]
[593,2.4772850000000002,3.8031990000000002,0.97414800000000001,0.82272999999999996]
[594,2.4791639999999999,3.8082020000000001,0.97413099999999997,0.822662]
[595,2.481042,3.813205,0.97411400000000004,0.82259400000000005]
[596,2.4829180000000002,3.8182079999999998,0.97409699999999999,0.82252599999999998]
[597,2.4847929999999998,3.8232119999999998,0.97407999999999995,0.82245800000000002]
[598,2.486666,3.8282150000000001,0.97406300000000001,0.82239099999999998]
[599,2.4885380000000001,3.8332199999999998,0.97404599999999997,0.82232300000000003]
[600,2.490408,3.8382239999999999,0.97402900000000003,0.82225599999999999]
[601,2.4922770000000001,3.843229,0.97401199999999999,0.82218800000000003]
[602,2.4941439999999999,3.8482340000000002,0.97399500000000006,0.82212099999999999]
[603,2.4960100000000001,3.8532389999999999,0.97397900000000004,0.82205399999999995]
[604,2.4978750000000001,3.858244,0.97396199999999999,0.82198700000000002]
[605,2.4997379999999998,3.8632499999999999,0.97394499999999995,0.82191999999999998]
[606,2.5015999999999998,3.8682560000000001,0.97392900000000004,0.82185399999999997]
[607,2.5034610000000002,3.873262,0.973912,0.82178700000000005]
[608,2.5053200000000002,3.8782679999999998,0.97389599999999998,0.82172100000000003]
[609,2.5071780000000001,3.8832749999999998,0.97387900000000005,0.821654]
[610,2.5090340000000002,3.8882819999999998,0.97386300000000003,0.82158799999999998]
[611,2.5108890000000001,3.8932890000000002,0.97384700000000002,0.82152199999999997]
[612,2.5127429999999999,3.8982969999999999,0.97382999999999997,0.82145599999999996]
[613,2.5145949999999999,3.903305,0.97381399999999996,0.82138999999999995]
[614,2.5164460000000002,3.9083130000000001,0.97379800000000005,0.82132400000000005]
[615,2.5182950000000002,3.9133209999999998,0.97378100000000001,0.82125800000000004]
[616,2.520143,3.918329,0.97376499999999999,0.82119299999999995]
[617,2.5219900000000002,3.9233380000000002,0.97374899999999998,0.82112700000000005]
[618,2.5238350000000001,3.928347,0.97373299999999996,0.82106199999999996]
[619,2.5256789999999998,3.9333559999999999,0.97371700000000005,0.82099599999999995]
[620,2.5275219999999998,3.9383659999999998,0.97370100000000004,0.82093099999999997]
[621,2.5293640000000002,3.9433760000000002,0.97368500000000002,0.82086599999999998]
[622,2.5312039999999998,3.9483860000000002,0.97366900000000001,0.820801]
[623,2.533042,3.9533960000000001,0.97365299999999999,0.82073600000000002]
[624,2.5348799999999998,3.9584060000000001,0.97363699999999997,0.82067100000000004]
[625,2.5367160000000002,3.9634170000000002,0.97362099999999996,0.82060699999999998]
[626,2.5385499999999999,3.9684279999999998,0.97360599999999997,0.82054199999999999]
[627,2.540384,3.9734389999999999,0.97358999999999996,0.82047800000000004]
[628,2.5422159999999998,3.9784510000000002,0.97357400000000005,0.82041299999999995]
[629,2.5440469999999999,3.9834619999999998,0.97355800000000003,0.82034899999999999]
[630,2.5458759999999998,3.9884740000000001,0.97354300000000005,0.82028500000000004]
[631,2.547704,3.9934859999999999,0.97352700000000003,0.82022099999999998]
[632,2.549531,3.9984989999999998,0.97351200000000004,0.82015700000000002]
[633,2.5513569999999999,4.0035109999999996,0.97349600000000003,0.82009299999999996]
[634,2.5531809999999999,4.0085240000000004,0.97348000000000001,0.82002900000000001]
[635,2.5550039999999998,4.0135370000000004,0.97346500000000002,0.81996500000000005]
[636,2.556826,4.0185500000000003,0.97345000000000004,0.81990200000000002]
[637,2.558646,4.0235640000000004,0.97343400000000002,0.81983799999999996]
[638,2.5604650000000002,4.0285780000000004,0.97341900000000003,0.81977500000000003]
[639,2.5622829999999999,4.0335919999999996,0.97340400000000005,0.819712]
[640,2.5640990000000001,4.0386059999999997,0.97338800000000003,0.81964800000000004]
[641,2.5659149999999999,4.0436199999999998,0.97337300000000004,0.81958500000000001]
[642,2.5677289999999999,4.048635,0.97335799999999995,0.81952199999999997]
[643,2.5695410000000001,4.0536500000000002,0.97334299999999996,0.81945900000000005]
[644,2.5713530000000002,4.0586650000000004,0.97332700000000005,0.81939700000000004]
[645,2.5731630000000001,4.0636799999999997,0.97331199999999995,0.81933400000000001]
[646,2.5749719999999998,4.068695,0.97329699999999997,0.81927099999999997]
[647,2.5767799999999998,4.0737110000000003,0.97328199999999998,0.81920899999999996]
[648,2.578586,4.0787269999999998,0.97326699999999999,0.81914600000000004]
[649,2.5803919999999998,4.0837430000000001,0.97325200000000001,0.81908400000000003]
[650,2.582195,4.0887599999999997,0.97323700000000002,0.81902200000000003]
[651,2.5839979999999998,4.0937760000000001,0.97322200000000003,0.81896000000000002]
[652,2.5857999999999999,4.0987929999999997,0.97320799999999996,0.81889800000000001]
[653,2.5876000000000001,4.1038100000000002,0.97319299999999997,0.81883600000000001]
[654,2.5893989999999998,4.1088269999999998,0.97317799999999999,0.818774]
[655,2.5911970000000002,4.1138450000000004,0.973163,0.818712]
[656,2.5929929999999999,4.118862,0.97314800000000001,0.81865100000000002]
[657,2.594789,4.1238799999999998,0.97313400000000005,0.81858900000000001]
[658,2.5965829999999999,4.1288980000000004,0.97311899999999996,0.81852800000000003]
[659,2.598376,4.1339170000000003,0.97310399999999997,0.81846600000000003]
[660,2.6001669999999999,4.138935,0.97309000000000001,0.81840500000000005]
[661,2.6019580000000002,4.1439539999999999,0.97307500000000002,0.81834399999999996]
[662,2.6037469999999998,4.1489729999999998,0.97306099999999995,0.81828299999999998]
[663,2.6055350000000002,4.1539919999999997,0.97304599999999997,0.818222]
[664,2.6073219999999999,4.1590109999999996,0.97303200000000001,0.81816100000000003]
[665,2.609108,4.1640300000000003,0.97301700000000002,0.81810000000000005]
[666,2.6108920000000002,4.1690500000000004,0.97300299999999995,0.81803899999999996]
[667,2.612676,4.1740700000000004,0.97298899999999999,0.81797799999999998]
[668,2.6144579999999999,4.1790900000000004,0.97297400000000001,0.81791800000000003]
[669,2.6162390000000002,4.1841100000000004,0.97296000000000005,0.81785699999999995]
[670,2.6180180000000002,4.1891309999999997,0.97294599999999998,0.817797]
[671,2.6197970000000002,4.1941509999999997,0.97293099999999999,0.81773700000000005]
[672,2.6215739999999998,4.1991719999999999,0.97291700000000003,0.81767599999999996]
[673,2.6233499999999998,4.2041930000000001,0.97290299999999996,0.81761600000000001]
[674,2.6251250000000002,4.2092150000000004,0.972889,0.81755599999999995]
[675,2.6268989999999999,4.2142359999999996,0.97287500000000005,0.817496]
[676,2.6286719999999999,4.219258,0.97286099999999998,0.81743699999999997]
[677,2.6304430000000001,4.2242790000000001,0.97284700000000002,0.81737700000000002]
[678,2.6322139999999998,4.2293010000000004,0.97283200000000003,0.81731699999999996]
[679,2.6339830000000002,4.234324,0.97281799999999996,0.81725700000000001]
[680,2.635751,4.2393460000000003,0.97280500000000003,0.81719799999999998]
[681,2.637518,4.2443679999999997,0.97279099999999996,0.81713899999999995]
[682,2.6392829999999998,4.2493910000000001,0.972777,0.817079]
[683,2.6410480000000001,4.2544139999999997,0.97276300000000004,0.81701999999999997]
[684,2.642811,4.2594370000000001,0.97274899999999997,0.81696100000000005]
[685,2.6445729999999998,4.2644609999999998,0.97273500000000002,0.81690200000000002]
[686,2.646334,4.2694840000000003,0.97272099999999995,0.81684299999999999]
[687,2.6480939999999999,4.274508,0.97270800000000002,0.81678399999999995]
[688,2.6498529999999998,4.2795310000000004,0.97269399999999995,0.81672500000000003]
[689,2.6516109999999999,4.2845550000000001,0.97267999999999999,0.816666]
[690,2.6533669999999998,4.2895799999999999,0.97266600000000003,0.816608]
[691,2.6551230000000001,4.2946039999999996,0.97265299999999999,0.81654899999999997]
[692,2.6568770000000002,4.2996290000000004,0.97263900000000003,0.81649000000000005]
[693,2.65863,4.3046530000000001,0.97262599999999999,0.81643200000000005]
[694,2.6603819999999998,4.3096779999999999,0.97261200000000003,0.81637400000000004]
[695,2.6621329999999999,4.3147029999999997,0.97259899999999999,0.81631600000000004]
[696,2.6638829999999998,4.3197279999999996,0.97258500000000003,0.81625700000000001]
[697,2.665632,4.3247540000000004,0.97257199999999999,0.81619900000000001]
[698,2.6673789999999999,4.3297790000000003,0.97255800000000003,0.81614100000000001]
[699,2.6691259999999999,4.3348050000000002,0.97254499999999999,0.816083]
[700,2.670871,4.3398310000000002,0.97253100000000003,0.816025]
[701,2.672615,4.3448570000000002,0.97251799999999999,0.81596800000000003]
[702,2.6743579999999998,4.3498830000000002,0.97250499999999995,0.81591000000000002]
[703,2.6760999999999999,4.3549100000000003,0.97249099999999999,0.81585200000000002]
[704,2.6778409999999999,4.3599360000000003,0.97247799999999995,0.81579500000000005]
[705,2.6795810000000002,4.3649630000000004,0.97246500000000002,0.81573799999999996]
[706,2.6813199999999999,4.3699899999999996,0.97245199999999998,0.81567999999999996]
[707,2.6830569999999998,4.3750169999999997,0.97243800000000002,0.81562299999999999]
[708,2.6847940000000001,4.3800439999999998,0.97242499999999998,0.81556600000000001]
[709,2.6865290000000002,4.3850720000000001,0.97241200000000005,0.81550900000000004]
[710,2.6882640000000002,4.3900990000000002,0.97239900000000001,0.81545199999999995]
[711,2.689997,4.3951269999999996,0.97238599999999997,0.81539499999999998]
[712,2.691729,4.4001549999999998,0.97237300000000004,0.81533800000000001]
[713,2.69346,4.4051830000000001,0.97236,0.81528100000000003]
[714,2.6951900000000002,4.4102110000000003,0.97234699999999996,0.81522399999999995]
[715,2.6969189999999998,4.4152389999999997,0.97233400000000003,0.815168]
[716,2.6986469999999998,4.4202680000000001,0.97232099999999999,0.81511100000000003]
[717,2.7003740000000001,4.4252960000000003,0.97230799999999995,0.81505399999999995]
[718,2.7021000000000002,4.4303249999999998,0.97229500000000002,0.814998]
[719,2.703824,4.4353540000000002,0.97228199999999998,0.81494200000000006]
[720,2.7055479999999998,4.4403829999999997,0.97226900000000005,0.81488499999999997]
[721,2.7072699999999998,4.4454120000000001,0.97225700000000004,0.81482900000000003]
[722,2.7089919999999998,4.4504419999999998,0.972244,0.81477299999999997]
[723,2.710712,4.4554710000000002,0.97223099999999996,0.81471700000000002]
[724,2.7124320000000002,4.4605009999999998,0.97221800000000003,0.81466099999999997]
[725,2.7141500000000001,4.4655310000000004,0.97220600000000001,0.81460500000000002]
[726,2.7158669999999998,4.470561,0.97219299999999997,0.81454899999999997]
[727,2.7175829999999999,4.4755909999999997,0.97218000000000004,0.81449400000000005]
[728,2.7192980000000002,4.4806210000000002,0.97216800000000003,0.814438]
[729,2.721012,4.4856509999999998,0.97215499999999999,0.81438200000000005]
[730,2.7227250000000001,4.4906819999999996,0.97214299999999998,0.81432700000000002]
[731,2.724437,4.4957130000000003,0.97213000000000005,0.814272]
[732,2.7261479999999998,4.5007440000000001,0.97211700000000001,0.81421600000000005]
[733,2.7278579999999999,4.5057749999999999,0.972105,0.81416100000000002]
[734,2.7295669999999999,4.5108059999999996,0.97209199999999996,0.814106]
[735,2.7312750000000001,4.5158370000000003,0.97208000000000006,0.81405099999999997]
[736,2.7329819999999998,4.5208680000000001,0.97206800000000004,0.81399500000000002]
[737,2.7346879999999998,4.5259,0.972055,0.81394]
[738,2.7363919999999999,4.530932,0.97204299999999999,0.813886]
[739,2.7380960000000001,4.5359629999999997,0.97202999999999995,0.81383099999999997]
[740,2.7397990000000001,4.5409949999999997,0.97201800000000005,0.81377600000000005]
[741,2.7414999999999998,4.5460269999999996,0.97200600000000004,0.81372100000000003]
[742,2.743201,4.5510599999999997,0.97199400000000002,0.81366700000000003]
[743,2.744901,4.5560919999999996,0.97198099999999998,0.813612]
[744,2.7465989999999998,4.5611240000000004,0.97196899999999997,0.813558]
[745,2.748297,4.5661569999999996,0.97195699999999996,0.81350299999999998]
[746,2.749994,4.5711899999999996,0.97194499999999995,0.81344899999999998]
[747,2.7516889999999998,4.5762229999999997,0.97193200000000002,0.81339499999999998]
[748,2.7533840000000001,4.5812559999999998,0.97192000000000001,0.81333999999999995]
[749,2.755077,4.5862889999999998,0.97190799999999999,0.81328599999999995]
[750,2.7567699999999999,4.5913219999999999,0.97189599999999998,0.81323199999999995]
[751,2.7584610000000001,4.596355,0.97188399999999997,0.81317799999999996]
[752,2.7601520000000002,4.6013890000000002,0.97187199999999996,0.81312399999999996]
[753,2.761841,4.6064230000000004,0.97185999999999995,0.81306999999999996]
[754,2.7635299999999998,4.6114560000000004,0.97184800000000005,0.81301699999999999]
[755,2.7652169999999998,4.6164899999999998,0.97183600000000003,0.81296299999999999]
[756,2.7669039999999998,4.621524,0.97182400000000002,0.81290899999999999]
[757,2.768589,4.6265580000000002,0.97181200000000001,0.81285600000000002]
[758,2.7702740000000001,4.6315929999999996,0.9718,0.81280200000000002]
[759,2.7719580000000001,4.6366269999999998,0.97178799999999999,0.81274900000000005]
[760,2.7736399999999999,4.6416620000000002,0.97177599999999997,0.81269499999999995]
[761,2.7753220000000001,4.6466960000000004,0.97176499999999999,0.81264199999999998]
[762,2.777002,4.6517309999999998,0.97175299999999998,0.81258900000000001]
[763,2.7786819999999999,4.6567660000000002,0.97174099999999997,0.81253600000000004]
[764,2.7803610000000001,4.6618009999999996,0.97172899999999995,0.81248299999999996]
[765,2.782038,4.666836,0.97171799999999997,0.81242999999999999]
[766,2.7837149999999999,4.6718710000000003,0.97170599999999996,0.81237700000000002]
[767,2.7853910000000002,4.6769059999999998,0.97169399999999995,0.81232400000000005]
[768,2.7870650000000001,4.6819420000000003,0.97168200000000005,0.81227099999999997]
[769,2.7887390000000001,4.6869769999999997,0.97167099999999995,0.812218]
[770,2.7904119999999999,4.6920130000000002,0.97165900000000005,0.81216500000000003]
[771,2.792084,4.6970489999999998,0.97164799999999996,0.81211299999999997]
[772,2.793755,4.7020850000000003,0.97163600000000006,0.81206]
[773,2.7954240000000001,4.7071209999999999,0.97162400000000004,0.81200799999999995]
[774,2.7970929999999998,4.7121570000000004,0.97161299999999995,0.81195499999999998]
[775,2.7987609999999998,4.717193,0.97160100000000005,0.81190300000000004]
[776,2.8004280000000001,4.7222289999999996,0.97158999999999995,0.81185099999999999]
[777,2.8020939999999999,4.7272660000000002,0.97157800000000005,0.81179800000000002]
[778,2.8037589999999999,4.7323019999999998,0.97156699999999996,0.81174599999999997]
[779,2.8054239999999999,4.7373390000000004,0.97155499999999995,0.81169400000000003]
[780,2.8070870000000001,4.7423760000000001,0.97154399999999996,0.81164199999999997]
[781,2.8087490000000002,4.7474129999999999,0.97153299999999998,0.81159000000000003]
[782,2.8104100000000001,4.7524499999999996,0.97152099999999997,0.81153799999999998]
[783,2.812071,4.7574870000000002,0.97150999999999998,0.81148600000000004]
[784,2.8137300000000001,4.762524,0.971499,0.81143500000000002]
[785,2.815388,4.7675609999999997,0.97148699999999999,0.81138299999999997]
[786,2.8170459999999999,4.7725989999999996,0.97147600000000001,0.81133100000000002]
[787,2.818702,4.7776360000000002,0.97146500000000002,0.81128]
[788,2.8203580000000001,4.7826740000000001,0.97145300000000001,0.81122799999999995]
[789,2.8220130000000001,4.7877109999999998,0.97144200000000003,0.81117700000000004]
[790,2.8236659999999998,4.7927489999999997,0.97143100000000004,0.81112499999999998]
[791,2.8253189999999999,4.7977869999999996,0.97141999999999995,0.81107399999999996]
[792,2.8269709999999999,4.8028250000000003,0.97140899999999997,0.81102300000000005]
[793,2.8286220000000002,4.8078630000000002,0.97139799999999998,0.810971]
[794,2.8302719999999999,4.8129010000000001,0.97138599999999997,0.81091999999999997]
[795,2.8319209999999999,4.8179400000000001,0.97137499999999999,0.81086899999999995]
[796,2.8335689999999998,4.822978,0.97136400000000001,0.81081800000000004]
[797,2.835216,4.8280159999999999,0.97135300000000002,0.81076700000000002]
[798,2.836862,4.8330549999999999,0.97134200000000004,0.81071599999999999]
[799,2.838508,4.8380939999999999,0.97133100000000006,0.810666]
[800,2.8401519999999998,4.8431319999999998,0.97131999999999996,0.81061499999999997]
[801,2.841796,4.8481709999999998,0.97130899999999998,0.81056399999999995]
[802,2.8434379999999999,4.8532099999999998,0.97129799999999999,0.81051300000000004]
[803,2.8450799999999998,4.8582489999999998,0.97128700000000001,0.81046300000000004]
[804,2.8467210000000001,4.8632879999999998,0.97127600000000003,0.81041200000000002]
[805,2.8483610000000001,4.8683269999999998,0.97126500000000004,0.81036200000000003]
[806,2.8499989999999999,4.873367,0.97125399999999995,0.810311]
[807,2.8516370000000002,4.878406,0.971244,0.81026100000000001]
[808,2.853275,4.8834460000000002,0.97123300000000001,0.81021100000000001]
[809,2.854911,4.8884850000000002,0.97122200000000003,0.81016100000000002]
[810,2.8565459999999998,4.8935250000000003,0.97121100000000005,0.81011]
[811,2.8581799999999999,4.8985640000000004,0.97119999999999995,0.81006]
[812,2.8598140000000001,4.9036039999999996,0.97119,0.81001000000000001]
[813,2.8614459999999999,4.9086439999999998,0.97117900000000001,0.80996000000000001]
[814,2.8630779999999998,4.9136839999999999,0.97116800000000003,0.80991000000000002]
[815,2.8647089999999999,4.9187240000000001,0.97115700000000005,0.80986100000000005]
[816,2.866339,4.9237640000000003,0.97114699999999998,0.80981099999999995]
[817,2.8679679999999999,4.9288049999999997,0.971136,0.80976099999999995]
[818,2.869596,4.9338449999999998,0.97112500000000002,0.80971099999999996]
[819,2.8712230000000001,4.938885,0.97111499999999995,0.80966199999999999]
[820,2.872849,4.9439260000000003,0.97110399999999997,0.809612]
[821,2.8744749999999999,4.9489660000000004,0.97109400000000001,0.80956300000000003]
[822,2.876099,4.9540069999999998,0.97108300000000003,0.80951300000000004]
[823,2.877723,4.9590480000000001,0.97107200000000005,0.80946399999999996]
[824,2.879346,4.9640890000000004,0.97106199999999998,0.80941399999999997]
[825,2.8809680000000002,4.9691289999999997,0.971051,0.809365]
[826,2.8825889999999998,4.97417,0.97104100000000004,0.80931600000000004]
[827,2.8842089999999998,4.9792110000000003,0.97102999999999995,0.80926699999999996]
[828,2.8858280000000001,4.9842519999999997,0.97101999999999999,0.80921799999999999]
[829,2.8874460000000002,4.9892940000000001,0.97101000000000004,0.80916900000000003]
[830,2.8890639999999999,4.9943350000000004,0.97099899999999995,0.80911999999999995]
[831,2.8906800000000001,4.9993759999999998,0.97098899999999999,0.80907099999999998]
[832,2.892296,5.0044180000000003,0.97097800000000001,0.80902200000000002]
[833,2.8939110000000001,5.0094589999999997,0.97096800000000005,0.80897300000000005]
[834,2.8955250000000001,5.0145010000000001,0.97095799999999999,0.80892399999999998]
[835,2.897138,5.0195420000000004,0.970947,0.80887600000000004]
[836,2.8987500000000002,5.0245839999999999,0.97093700000000005,0.80882699999999996]
[837,2.9003610000000002,5.0296260000000004,0.97092699999999998,0.808778]
[838,2.9019720000000002,5.0346679999999999,0.970916,0.80872999999999995]
[839,2.9035820000000001,5.0397090000000002,0.97090600000000005,0.80868099999999998]
[840,2.9051900000000002,5.0447509999999998,0.97089599999999998,0.80863300000000005]
[841,2.9067980000000002,5.0497930000000002,0.97088600000000003,0.808585]
[842,2.9084050000000001,5.0548359999999999,0.97087500000000004,0.80853600000000003]
[843,2.910012,5.0598780000000003,0.97086499999999998,0.80848799999999998]
[844,2.9116170000000001,5.0649199999999999,0.97085500000000002,0.80844000000000005]
[845,2.9132210000000001,5.0699620000000003,0.97084499999999996,0.808392]
[846,2.914825,5.075005,0.970835,0.80834399999999995]
[847,2.9164279999999998,5.0800470000000004,0.97082500000000005,0.80829499999999999]
[848,2.9180299999999999,5.0850900000000001,0.97081399999999995,0.80824799999999997]
[849,2.9196309999999999,5.0901319999999997,0.970804,0.80820000000000003]
[850,2.9212310000000001,5.0951750000000002,0.97079400000000005,0.80815199999999998]
[851,2.9228299999999998,5.1002169999999998,0.97078399999999998,0.80810400000000004]
[852,2.9244289999999999,5.1052600000000004,0.97077400000000003,0.808056]
[853,2.9260259999999998,5.110303,0.97076399999999996,0.80800799999999995]
[854,2.9276230000000001,5.1153459999999997,0.97075400000000001,0.80796100000000004]
[855,2.9292189999999998,5.1203890000000003,0.97074400000000005,0.80791299999999999]
[856,2.9308139999999998,5.125432,0.97073399999999999,0.80786599999999997]
[857,2.9324089999999998,5.1304749999999997,0.97072400000000003,0.80781800000000004]
[858,2.934002,5.1355180000000002,0.97071399999999997,0.80777100000000002]
[859,2.9355950000000002,5.1405609999999999,0.97070400000000001,0.80772299999999997]
[860,2.9371860000000001,5.1456039999999996,0.97069499999999997,0.80767599999999995]
[861,2.938777,5.1506480000000003,0.97068500000000002,0.80762900000000004]
[862,2.9403679999999999,5.155691,0.97067499999999995,0.80758099999999999]
[863,2.9419569999999999,5.1607339999999997,0.970665,0.80753399999999997]
[864,2.9435449999999999,5.1657780000000004,0.97065500000000005,0.80748699999999995]
[865,2.9451329999999998,5.1708210000000001,0.97064499999999998,0.80744000000000005]
[866,2.94672,5.1758649999999999,0.97063600000000005,0.80739300000000003]
[867,2.9483060000000001,5.1809079999999996,0.97062599999999999,0.80734600000000001]
[868,2.949891,5.1859520000000003,0.97061600000000003,0.80729899999999999]
[869,2.9514749999999998,5.1909960000000002,0.97060599999999997,0.80725199999999997]
[870,2.9530590000000001,5.19604,0.97059700000000004,0.80720599999999998]
[871,2.9546410000000001,5.2010829999999997,0.97058699999999998,0.80715899999999996]
[872,2.956223,5.2061270000000004,0.97057700000000002,0.80711200000000005]
[873,2.9578039999999999,5.2111710000000002,0.97056699999999996,0.80706500000000003]
[874,2.959384,5.216215,0.97055800000000003,0.80701900000000004]
[875,2.9609640000000002,5.2212589999999999,0.97054799999999997,0.80697200000000002]
[876,2.962542,5.2263029999999997,0.97053800000000001,0.80692600000000003]
[877,2.9641199999999999,5.2313470000000004,0.97052899999999998,0.80687900000000001]
[878,2.965697,5.2363920000000004,0.97051900000000002,0.80683300000000002]
[879,2.967273,5.2414360000000002,0.97050999999999998,0.80678700000000003]
[880,2.9688479999999999,5.24648,0.97050000000000003,0.80674000000000001]
[881,2.9704229999999998,5.2515239999999999,0.97048999999999996,0.80669400000000002]
[882,2.971997,5.2565689999999998,0.97048100000000004,0.80664800000000003]
[883,2.9735689999999999,5.2616129999999997,0.97047099999999997,0.80660200000000004]
[884,2.975142,5.2666579999999996,0.97046200000000005,0.80655600000000005]
[885,2.9767130000000002,5.2717020000000003,0.97045199999999998,0.80650999999999995]
[886,2.9782829999999998,5.2767470000000003,0.97044299999999994,0.80646399999999996]
[887,2.9798529999999999,5.2817910000000001,0.97043299999999999,0.80641799999999997]
[888,2.9814219999999998,5.2868360000000001,0.97042399999999995,0.80637199999999998]
[889,2.98299,5.2918810000000001,0.97041500000000003,0.80632599999999999]
[890,2.9845570000000001,5.2969249999999999,0.97040499999999996,0.80628]
[891,2.9861239999999998,5.3019699999999998,0.97039600000000004,0.80623500000000003]
[892,2.987689,5.3070149999999998,0.97038599999999997,0.80618900000000004]
[893,2.9892539999999999,5.3120599999999998,0.97037700000000005,0.80614300000000005]
[894,2.990818,5.3171049999999997,0.97036800000000001,0.80609799999999998]
[895,2.9923820000000001,5.3221489999999996,0.97035800000000005,0.80605199999999999]
[896,2.9939439999999999,5.3271940000000004,0.97034900000000002,0.80600700000000003]
[897,2.9955059999999998,5.3322390000000004,0.97033999999999998,0.80596100000000004]
[898,2.9970669999999999,5.3372840000000004,0.97033000000000003,0.80591599999999997]
[899,2.9986269999999999,5.3423299999999996,0.97032099999999999,0.80586999999999998]
[900,3.0001859999999998,5.3473750000000004,0.97031199999999995,0.80582500000000001]
[901,3.0017450000000001,5.3524200000000004,0.97030300000000003,0.80578000000000005]
[902,3.0033029999999998,5.3574650000000004,0.97029299999999996,0.80573499999999998]
[903,3.0048599999999999,5.3625100000000003,0.97028400000000004,0.80569000000000002]
[904,3.0064160000000002,5.3675550000000003,0.970275,0.80564400000000003]
[905,3.007971,5.3726010000000004,0.97026599999999996,0.80559899999999995]
[906,3.0095260000000001,5.3776460000000004,0.97025700000000004,0.80555399999999999]
[907,3.0110800000000002,5.3826910000000003,0.97024699999999997,0.80550900000000003]
[908,3.0126330000000001,5.3877370000000004,0.97023800000000004,0.80546499999999999]
[909,3.0141849999999999,5.3927820000000004,0.97022900000000001,0.80542000000000002]
[910,3.0157370000000001,5.3978279999999996,0.97021999999999997,0.80537499999999995]
[911,3.0172880000000002,5.4028729999999996,0.97021100000000005,0.80532999999999999]
[912,3.0188380000000001,5.4079189999999997,0.97020200000000001,0.80528500000000003]
[913,3.0203869999999999,5.4129639999999997,0.97019299999999997,0.80524099999999998]
[914,3.021935,5.4180099999999998,0.97018400000000005,0.80519600000000002]
[915,3.0234830000000001,5.4230549999999997,0.97017500000000001,0.80515199999999998]
[916,3.0250300000000001,5.4281009999999998,0.97016599999999997,0.80510700000000002]
[917,3.0265759999999999,5.4331469999999999,0.97015700000000005,0.80506200000000006]
[918,3.0281210000000001,5.4381919999999999,0.97014800000000001,0.80501800000000001]
[919,3.0296660000000002,5.443238,0.97013899999999997,0.80497399999999997]
[920,3.0312100000000002,5.4482840000000001,0.97013000000000005,0.80492900000000001]
[921,3.032753,5.4533300000000002,0.97012100000000001,0.80488499999999996]
[922,3.0342950000000002,5.4583760000000003,0.97011199999999997,0.80484100000000003]
[923,3.0358369999999999,5.4634210000000003,0.97010300000000005,0.80479699999999998]
[924,3.0373779999999999,5.4684670000000004,0.97009400000000001,0.80475200000000002]
[925,3.0389179999999998,5.4735129999999996,0.97008499999999998,0.80470799999999998]
[926,3.040457,5.4785589999999997,0.97007600000000005,0.80466400000000005]
[927,3.0419960000000001,5.4836049999999998,0.97006700000000001,0.80462]
[928,3.043533,5.4886509999999999,0.97005799999999998,0.80457599999999996]
[929,3.0450699999999999,5.4936970000000001,0.97004999999999997,0.80453200000000002]
[930,3.0466069999999998,5.4987430000000002,0.97004100000000004,0.80448799999999998]
[931,3.0481419999999999,5.5037890000000003,0.97003200000000001,0.80444499999999997]
[932,3.049677,5.5088350000000004,0.97002299999999997,0.80440100000000003]
[933,3.0512109999999999,5.5138809999999996,0.97001400000000004,0.80435699999999999]
[934,3.0527440000000001,5.5189269999999997,0.97000600000000003,0.80431299999999994]
[935,3.0542769999999999,5.5239729999999998,0.969997,0.80427000000000004]
[936,3.055809,5.52902,0.96998799999999996,0.804226]
[937,3.0573399999999999,5.5340660000000002,0.96997900000000004,0.80418299999999998]
[938,3.0588700000000002,5.5391120000000003,0.96997100000000003,0.80413900000000005]
[939,3.0604,5.5441580000000004,0.96996199999999999,0.80409600000000003]
[940,3.0619290000000001,5.5492039999999996,0.96995299999999995,0.80405199999999999]
[941,3.0634570000000001,5.5542509999999998,0.96994400000000003,0.80400899999999997]
[942,3.0649839999999999,5.5592969999999999,0.96993600000000002,0.80396500000000004]
[943,3.0665110000000002,5.564343,0.96992699999999998,0.80392200000000003]
[944,3.0680360000000002,5.5693900000000003,0.96991799999999995,0.80387900000000001]
[945,3.0695619999999999,5.5744360000000004,0.96991000000000005,0.80383599999999999]
[946,3.0710860000000002,5.5794819999999996,0.96990100000000001,0.80379199999999995]
[947,3.0726100000000001,5.5845289999999999,0.96989300000000001,0.80374900000000005]
[948,3.0741329999999998,5.589575,0.96988399999999997,0.80370600000000003]
[949,3.0756549999999998,5.5946210000000001,0.96987500000000004,0.80366300000000002]
[950,3.0771760000000001,5.5996680000000003,0.96986700000000003,0.80362]
[951,3.078697,5.6047140000000004,0.969858,0.80357699999999999]
[952,3.0802170000000002,5.6097609999999998,0.96984999999999999,0.80353399999999997]
[953,3.0817359999999998,5.6148069999999999,0.96984099999999995,0.80349199999999998]
[954,3.0832549999999999,5.6198540000000001,0.96983299999999995,0.80344899999999997]
[955,3.0847730000000002,5.6249000000000002,0.96982400000000002,0.80340599999999995]
[956,3.08629,5.6299469999999996,0.96981600000000001,0.80336300000000005]
[957,3.0878060000000001,5.6349929999999997,0.96980699999999997,0.80332099999999995]
[958,3.0893220000000001,5.6400399999999999,0.96979899999999997,0.80327800000000005]
[959,3.0908370000000001,5.645086,0.96979000000000004,0.80323500000000003]
[960,3.0923509999999998,5.6501330000000003,0.96978200000000003,0.80319300000000005]
[961,3.0938650000000001,5.6551790000000004,0.96977400000000002,0.80315000000000003]
[962,3.095377,5.6602259999999998,0.96976499999999999,0.80310800000000004]
[963,3.096889,5.6652719999999999,0.96975699999999998,0.80306500000000003]
[964,3.098401,5.6703190000000001,0.96974800000000005,0.80302300000000004]
[965,3.0999110000000001,5.6753650000000002,0.96974000000000005,0.80298099999999994]
[966,3.1014210000000002,5.6804119999999996,0.96973200000000004,0.80293800000000004]
[967,3.1029309999999999,5.6854589999999998,0.969723,0.80289600000000005]
[968,3.1044390000000002,5.6905049999999999,0.96971499999999999,0.80285399999999996]
[969,3.105947,5.6955520000000002,0.96970699999999999,0.80281199999999997]
[970,3.1074540000000002,5.7005990000000004,0.96969799999999995,0.80276999999999998]
[971,3.1089600000000002,5.7056449999999996,0.96969000000000005,0.80272699999999997]
[972,3.1104660000000002,5.7106919999999999,0.96968200000000004,0.80268499999999998]
[973,3.111971,5.715738,0.96967400000000004,0.802643]
[974,3.1134750000000002,5.7207850000000002,0.969665,0.80260100000000001]
[975,3.1149789999999999,5.7258319999999996,0.96965699999999999,0.80256000000000005]
[976,3.116482,5.7308779999999997,0.96964899999999998,0.80251799999999995]
[977,3.1179839999999999,5.7359249999999999,0.96964099999999998,0.80247599999999997]
[978,3.1194850000000001,5.7409720000000002,0.96963200000000005,0.80243399999999998]
[979,3.1209859999999998,5.7460180000000003,0.96962400000000004,0.80239199999999999]
[980,3.1224859999999999,5.7510649999999996,0.96961600000000003,0.80235100000000004]
[981,3.1239849999999998,5.7561119999999999,0.96960800000000003,0.80230900000000005]
[982,3.1254840000000002,5.761158,0.96960000000000002,0.80226699999999995]
[983,3.1269819999999999,5.7662050000000002,0.96959200000000001,0.80222599999999999]
[984,3.128479,5.7712519999999996,0.96958299999999997,0.80218400000000001]
[985,3.1299760000000001,5.7762989999999999,0.96957499999999996,0.80214300000000005]
[986,3.131472,5.781345,0.96956699999999996,0.80210099999999995]
[987,3.1329669999999998,5.7863920000000002,0.96955899999999995,0.80206]
[988,3.1344609999999999,5.7914389999999996,0.96955100000000005,0.80201800000000001]
[989,3.135955,5.7964849999999997,0.96954300000000004,0.80197700000000005]
[990,3.137448,5.8015319999999999,0.96953500000000004,0.80193599999999998]
[991,3.138941,5.8065790000000002,0.96952700000000003,0.801894]
[992,3.1404320000000001,5.8116250000000003,0.96951900000000002,0.80185300000000004]
[993,3.1419229999999998,5.8166719999999996,0.96951100000000001,0.80181199999999997]
[994,3.1434139999999999,5.8217189999999999,0.969503,0.80177100000000001]
[995,3.1449029999999998,5.826765,0.969495,0.80173000000000005]
[996,3.1463920000000001,5.8318120000000002,0.96948699999999999,0.80168899999999998]
[997,3.1478809999999999,5.8368589999999996,0.96947899999999998,0.80164800000000003]
[998,3.1493679999999999,5.8419059999999998,0.96947099999999997,0.80160699999999996]
[999,3.150855,5.8469519999999999,0.96946299999999996,0.801566]
[1000,3.152342,5.8519990000000002,0.96945499999999996,0.80152500000000004]
[1001,3.1538270000000002,5.8570460000000004,0.96944699999999995,0.80148399999999997]
[1002,3.1553119999999999,5.8620919999999996,0.96943900000000005,0.80144300000000002]
[1003,3.1567959999999999,5.8671389999999999,0.96943100000000004,0.80140199999999995]
[1004,3.15828,5.8721860000000001,0.96942300000000003,0.80136099999999999]
[1005,3.1597629999999999,5.8772320000000002,0.96941500000000003,0.80132099999999995]
[1006,3.1612450000000001,5.8822789999999996,0.96940700000000002,0.80127999999999999]
[1007,3.1627260000000001,5.8873249999999997,0.96940000000000004,0.80123900000000003]
[1008,3.1642070000000002,5.8923719999999999,0.96939200000000003,0.80119899999999999]
[1009,3.1656879999999998,5.8974190000000002,0.96938400000000002,0.80115800000000004]
[1010,3.1671670000000001,5.9024650000000003,0.96937600000000002,0.801118]
[1011,3.1686459999999999,5.9075119999999997,0.96936800000000001,0.80107700000000004]
[1012,3.1701239999999999,5.9125579999999998,0.96936,0.801037]
[1013,3.171602,5.917605,0.96935300000000002,0.80099600000000004]
[1014,3.1730779999999998,5.9226520000000002,0.96934500000000001,0.800956]
[1015,3.1745549999999998,5.9276980000000004,0.969337,0.80091599999999996]
[1016,3.1760299999999999,5.9327449999999997,0.969329,0.800875]
[1017,3.177505,5.9377909999999998,0.96932200000000002,0.80083499999999996]
[1018,3.178979,5.9428380000000001,0.96931400000000001,0.80079500000000003]
[1019,3.180453,5.9478840000000002,0.969306,0.80075499999999999]
[1020,3.1819259999999998,5.9529310000000004,0.96929799999999999,0.80071499999999995]
[1021,3.1833979999999999,5.9579769999999996,0.96929100000000001,0.80067500000000003]
[1022,3.184869,5.9630239999999999,0.96928300000000001,0.80063399999999996]
[1023,3.18634,5.96807,0.969275,0.80059400000000003]
[1024,3.1878099999999998,5.9731170000000002,0.96926800000000002,0.80055399999999999]
[1025,3.1892800000000001,5.9781630000000003,0.96926000000000001,0.80051499999999998]
[1026,3.1907489999999998,5.9832099999999997,0.969252,0.80047500000000005]
[1027,3.1922169999999999,5.9882559999999998,0.96924500000000002,0.80043500000000001]
[1028,3.1936849999999999,5.993303,0.96923700000000002,0.80039499999999997]
[1029,3.1951520000000002,5.9983490000000002,0.96922900000000001,0.80035500000000004]
[1030,3.196618,6.0033950000000003,0.96922200000000003,0.800315]
[1031,3.1980840000000001,6.0084419999999996,0.96921400000000002,0.80027599999999999]
[1032,3.1995490000000002,6.0134879999999997,0.96920700000000004,0.80023599999999995]
[1033,3.2010130000000001,6.018535,0.96919900000000003,0.80019600000000002]
[1034,3.202477,6.0235810000000001,0.96919100000000002,0.80015700000000001]
[1035,3.2039399999999998,6.0286270000000002,0.96918400000000005,0.80011699999999997]
[1036,3.2054019999999999,6.0336740000000004,0.96917600000000004,0.80007799999999996]
[1037,3.2068639999999999,6.0387199999999996,0.96916899999999995,0.80003800000000003]
[1038,3.2083249999999999,6.0437659999999997,0.96916100000000005,0.79999900000000002]
[1039,3.2097859999999998,6.0488119999999999,0.96915399999999996,0.79995899999999998]
[1040,3.211246,6.0538590000000001,0.96914599999999995,0.79991999999999996]
[1041,3.2127050000000001,6.0589050000000002,0.96913899999999997,0.79988000000000004]
[1042,3.2141630000000001,6.0639510000000003,0.96913099999999996,0.79984100000000002]
[1043,3.2156210000000001,6.0689970000000004,0.96912399999999999,0.79980200000000001]
[1044,3.217079,6.0740429999999996,0.96911599999999998,0.799763]
[1045,3.2185350000000001,6.0790889999999997,0.969109,0.79972299999999996]
[1046,3.2199909999999998,6.084136,0.96910099999999999,0.79968399999999995]
[1047,3.2214469999999999,6.0891820000000001,0.96909400000000001,0.79964500000000005]
[1048,3.2229009999999998,6.0942280000000002,0.96908700000000003,0.79960600000000004]
[1049,3.2243550000000001,6.0992740000000003,0.96907900000000002,0.79956700000000003]
[1050,3.2258089999999999,6.1043200000000004,0.96907200000000004,0.79952800000000002]
[1051,3.2272620000000001,6.1093659999999996,0.96906400000000004,0.79948900000000001]
[1052,3.2287140000000001,6.1144119999999997,0.96905699999999995,0.79944999999999999]
[1053,3.230165,6.1194579999999998,0.96904999999999997,0.79941099999999998]
[1054,3.2316159999999998,6.1245039999999999,0.96904199999999996,0.79937199999999997]
[1055,3.2330670000000001,6.1295500000000001,0.96903499999999998,0.79933299999999996]
[1056,3.2345160000000002,6.1345960000000002,0.969028,0.79929399999999995]
[1057,3.2359650000000002,6.1396420000000003,0.96901999999999999,0.79925599999999997]
[1058,3.2374139999999998,6.1446870000000002,0.96901300000000001,0.79921699999999996]
[1059,3.2388620000000001,6.1497330000000003,0.96900600000000003,0.79917800000000006]
[1060,3.2403089999999999,6.1547790000000004,0.96899800000000003,0.79913999999999996]
[1061,3.2417549999999999,6.1598249999999997,0.96899100000000005,0.79910099999999995]
[1062,3.243201,6.1648709999999998,0.96898399999999996,0.79906200000000005]
[1063,3.2446470000000001,6.1699159999999997,0.96897699999999998,0.79902399999999996]
[1064,3.2460909999999998,6.1749619999999998,0.96896899999999997,0.79898499999999995]
[1065,3.2475350000000001,6.1800079999999999,0.96896199999999999,0.79894699999999996]
[1066,3.2489789999999998,6.1850529999999999,0.96895500000000001,0.79890799999999995]
[1067,3.2504219999999999,6.190099,0.96894800000000003,0.79886999999999997]
[1068,3.2518639999999999,6.1951450000000001,0.96894000000000002,0.79883099999999996]
[1069,3.2533050000000001,6.2001900000000001,0.96893300000000004,0.79879299999999998]
[1070,3.2547459999999999,6.2052360000000002,0.96892599999999995,0.79875499999999999]
[1071,3.2561870000000002,6.2102810000000002,0.96891899999999997,0.79871599999999998]
[1072,3.2576260000000001,6.2153270000000003,0.968912,0.798678]
[1073,3.2590659999999998,6.2203720000000002,0.96890399999999999,0.79864000000000002]
[1074,3.2605040000000001,6.2254180000000003,0.96889700000000001,0.79860200000000003]
[1075,3.2619419999999999,6.2304630000000003,0.96889000000000003,0.79856400000000005]
[1076,3.263379,6.2355090000000004,0.96888300000000005,0.79852500000000004]
[1077,3.2648160000000002,6.2405540000000004,0.96887599999999996,0.79848699999999995]
[1078,3.2662520000000002,6.2455990000000003,0.96886899999999998,0.79844899999999996]
[1079,3.267687,6.2506449999999996,0.968862,0.79841099999999998]
[1080,3.2691219999999999,6.2556900000000004,0.96885500000000002,0.798373]
[1081,3.2705570000000002,6.2607350000000004,0.96884700000000001,0.79833500000000002]
[1082,3.2719900000000002,6.2657800000000003,0.96884000000000003,0.79829700000000003]
[1083,3.2734230000000002,6.2708259999999996,0.96883300000000006,0.79825999999999997]
[1084,3.2748560000000002,6.2758710000000004,0.96882599999999996,0.79822199999999999]
[1085,3.2762869999999999,6.2809160000000004,0.96881899999999999,0.798184]
[1086,3.2777189999999998,6.2859610000000004,0.96881200000000001,0.79814600000000002]
[1087,3.2791489999999999,6.2910060000000003,0.96880500000000003,0.79810800000000004]
[1088,3.2805789999999999,6.2960510000000003,0.96879800000000005,0.79807099999999997]
[1089,3.282009,6.3010960000000003,0.96879099999999996,0.79803299999999999]
[1090,3.2834370000000002,6.3061410000000002,0.96878399999999998,0.79799500000000001]
[1091,3.2848660000000001,6.3111860000000002,0.968777,0.79795799999999995]
[1092,3.2862930000000001,6.3162310000000002,0.96877000000000002,0.79791999999999996]
[1093,3.2877200000000002,6.3212760000000001,0.96876300000000004,0.79788300000000001]
[1094,3.2891469999999998,6.3263210000000001,0.96875599999999995,0.79784500000000003]
[1095,3.2905730000000002,6.3313649999999999,0.96874899999999997,0.79780799999999996]
[1096,3.291998,6.3364099999999999,0.96874199999999999,0.79776999999999998]
[1097,3.2934220000000001,6.3414549999999998,0.96873500000000001,0.79773300000000003]
[1098,3.2948460000000002,6.3464999999999998,0.96872800000000003,0.79769500000000004]
[1099,3.2962699999999998,6.3515439999999996,0.96872100000000005,0.79765799999999998]
[1100,3.2976930000000002,6.3565889999999996,0.96871399999999996,0.79762100000000002]
[1101,3.299115,6.3616339999999996,0.96870800000000001,0.79758300000000004]
[1102,3.3005369999999998,6.3666780000000003,0.96870100000000003,0.79754599999999998]
[1103,3.3019579999999999,6.3717230000000002,0.96869400000000006,0.79750900000000002]
[1104,3.3033779999999999,6.3767670000000001,0.96868699999999996,0.79747199999999996]
[1105,3.3047979999999999,6.381812,0.96867999999999999,0.797435]
[1106,3.3062170000000002,6.3868559999999999,0.96867300000000001,0.79739800000000005]
[1107,3.307636,6.3918999999999997,0.96866600000000003,0.79735999999999996]
[1108,3.3090540000000002,6.3969449999999997,0.96865999999999997,0.797323]
[1109,3.3104719999999999,6.4019890000000004,0.96865299999999999,0.79728600000000005]
[1110,3.3118889999999999,6.4070330000000002,0.96864600000000001,0.79724899999999999]
[1111,3.3133050000000002,6.4120780000000002,0.96863900000000003,0.79721200000000003]
[1112,3.314721,6.417122,0.96863200000000005,0.79717499999999997]
[1113,3.3161360000000002,6.4221659999999998,0.96862499999999996,0.79713900000000004]
[1114,3.3175509999999999,6.4272099999999996,0.96861900000000001,0.79710199999999998]
[1115,3.3189649999999999,6.4322540000000004,0.96861200000000003,0.79706500000000002]
[1116,3.3203779999999998,6.4372980000000002,0.96860500000000005,0.79702799999999996]
[1117,3.3217910000000002,6.442342,0.96859799999999996,0.796991]
[1118,3.323204,6.4473859999999998,0.96859200000000001,0.79695499999999997]
[1119,3.3246150000000001,6.4524299999999997,0.96858500000000003,0.79691800000000002]
[1120,3.3260269999999998,6.4574740000000004,0.96857800000000005,0.79688099999999995]
[1121,3.3274370000000002,6.4625180000000002,0.96857099999999996,0.79684500000000003]
[1122,3.3288470000000001,6.4675609999999999,0.96856500000000001,0.79680799999999996]
[1123,3.330257,6.4726049999999997,0.96855800000000003,0.79677100000000001]
[1124,3.3316659999999998,6.4776490000000004,0.96855100000000005,0.79673499999999997]
[1125,3.3330739999999999,6.4826920000000001,0.96854499999999999,0.79669800000000002]
[1126,3.3344819999999999,6.4877359999999999,0.96853800000000001,0.79666199999999998]
[1127,3.3358889999999999,6.4927799999999998,0.96853100000000003,0.79662500000000003]
[1128,3.3372950000000001,6.4978230000000003,0.96852499999999997,0.79658899999999999]
[1129,3.3387009999999999,6.5028670000000002,0.96851799999999999,0.79655299999999996]
[1130,3.3401070000000002,6.5079099999999999,0.96851100000000001,0.796516]
[1131,3.3415119999999998,6.5129539999999997,0.96850499999999995,0.79647999999999997]
[1132,3.3429160000000002,6.5179970000000003,0.96849799999999997,0.79644400000000004]
[1133,3.3443200000000002,6.5230399999999999,0.96849099999999999,0.79640699999999998]
[1134,3.345723,6.5280839999999998,0.96848500000000004,0.79637100000000005]
[1135,3.3471250000000001,6.5331270000000004,0.96847799999999995,0.79633500000000002]
[1136,3.3485279999999999,6.53817,0.968472,0.79629899999999998]
[1137,3.3499289999999999,6.5432129999999997,0.96846500000000002,0.79626300000000005]
[1138,3.3513299999999999,6.5482560000000003,0.96845800000000004,0.79622599999999999]
[1139,3.3527300000000002,6.553299,0.96845199999999998,0.79618999999999995]
[1140,3.3541300000000001,6.5583419999999997,0.968445,0.79615400000000003]
[1141,3.3555290000000002,6.5633850000000002,0.96843900000000005,0.79611799999999999]
[1142,3.3569279999999999,6.5684279999999999,0.96843199999999996,0.79608199999999996]
[1143,3.3583259999999999,6.5734709999999996,0.96842600000000001,0.79604600000000003]
[1144,3.3597239999999999,6.5785140000000002,0.96841900000000003,0.79601]
[1145,3.3611209999999998,6.5835569999999999,0.96841299999999997,0.79597399999999996]
[1146,3.362517,6.5885990000000003,0.96840599999999999,0.79593899999999995]
[1147,3.3639130000000002,6.593642,0.96840000000000004,0.79590300000000003]
[1148,3.3653080000000002,6.5986849999999997,0.96839299999999995,0.79586699999999999]
[1149,3.3667029999999998,6.6037270000000001,0.968387,0.79583099999999996]
[1150,3.3680970000000001,6.6087699999999998,0.96838000000000002,0.79579500000000003]
[1151,3.369491,6.6138120000000002,0.96837399999999996,0.79576000000000002]
[1152,3.3708840000000002,6.6188549999999999,0.96836699999999998,0.79572399999999999]
[1153,3.372277,6.6238970000000004,0.96836100000000003,0.79568799999999995]
[1154,3.373669,6.6289389999999999,0.96835400000000005,0.79565300000000005]
[1155,3.3750599999999999,6.6339819999999996,0.96834799999999999,0.79561700000000002]
[1156,3.3764509999999999,6.639024,0.96834100000000001,0.79558200000000001]
[1157,3.3778419999999998,6.6440659999999996,0.96833499999999995,0.79554599999999998]
[1158,3.3792309999999999,6.649108,0.968329,0.79551099999999997]
[1159,3.3806210000000001,6.6541499999999996,0.96832200000000002,0.79547500000000004]
[1160,3.382009,6.659192,0.96831599999999995,0.79544000000000004]
[1161,3.3833980000000001,6.6642340000000004,0.96830899999999998,0.795404]
[1162,3.3847849999999999,6.669276,0.96830300000000002,0.79536899999999999]
[1163,3.3861720000000002,6.6743180000000004,0.96829699999999996,0.79533299999999996]
[1164,3.387559,6.67936,0.96828999999999998,0.79529799999999995]
[1165,3.3889450000000001,6.6844020000000004,0.96828400000000003,0.79526300000000005]
[1166,3.3903300000000001,6.6894429999999998,0.96827799999999997,0.79522800000000005]
[1167,3.391715,6.6944850000000002,0.96827099999999999,0.79519200000000001]
[1168,3.3931,6.6995269999999998,0.96826500000000004,0.795157]
[1169,3.3944830000000001,6.7045680000000001,0.96825899999999998,0.795122]
[1170,3.395867,6.7096099999999996,0.968252,0.79508699999999999]
[1171,3.397249,6.7146509999999999,0.96824600000000005,0.79505199999999998]
[1172,3.3986320000000001,6.7196930000000004,0.96823999999999999,0.79501599999999994]
[1173,3.400013,6.7247339999999998,0.96823300000000001,0.79498100000000005]
[1174,3.4013939999999998,6.7297750000000001,0.96822699999999995,0.79494600000000004]
[1175,3.4027750000000001,6.7348169999999996,0.968221,0.79491100000000003]
[1176,3.4041549999999998,6.7398579999999999,0.96821500000000005,0.79487600000000003]
[1177,3.405535,6.7448990000000002,0.96820799999999996,0.79484100000000002]
[1178,3.406914,6.7499399999999996,0.96820200000000001,0.79480600000000001]
[1179,3.4082919999999999,6.7549809999999999,0.96819599999999995,0.79477200000000003]
[1180,3.4096700000000002,6.7600220000000002,0.96819,0.79473700000000003]
[1181,3.4110469999999999,6.7650629999999996,0.96818300000000002,0.79470200000000002]
[1182,3.4124240000000001,6.7701039999999999,0.96817699999999995,0.79466700000000001]
[1183,3.4138009999999999,6.7751450000000002,0.968171,0.79463200000000001]
[1184,3.4151760000000002,6.7801850000000004,0.96816500000000005,0.794597]
[1185,3.4165519999999998,6.7852259999999998,0.96815899999999999,0.79456300000000002]
[1186,3.417926,6.7902670000000001,0.96815200000000001,0.79452800000000001]
[1187,3.4193009999999999,6.7953070000000002,0.96814599999999995,0.794493]
[1188,3.420674,6.8003479999999996,0.96814,0.79445900000000003]
[1189,3.4220470000000001,6.8053879999999998,0.96813400000000005,0.79442400000000002]
[1190,3.4234200000000001,6.8104290000000001,0.96812799999999999,0.79439000000000004]
[1191,3.4247920000000001,6.8154690000000002,0.96812100000000001,0.79435500000000003]
[1192,3.426164,6.8205090000000004,0.96811499999999995,0.79432000000000003]
[1193,3.4275350000000002,6.8255499999999998,0.968109,0.79428600000000005]
[1194,3.4289049999999999,6.8305899999999999,0.96810300000000005,0.79425100000000004]
[1195,3.430275,6.8356300000000001,0.96809699999999999,0.79421699999999995]
[1196,3.4316450000000001,6.8406700000000003,0.96809100000000003,0.79418299999999997]
[1197,3.433014,6.8457100000000004,0.96808499999999997,0.79414799999999997]
[1198,3.4343819999999998,6.8507499999999997,0.96807900000000002,0.79411399999999999]
[1199,3.4357500000000001,6.8557899999999998,0.96807299999999996,0.79408000000000001]
[1200,3.4371179999999999,6.86083,0.96806599999999998,0.794045]
[1201,3.438485,6.865869,0.96806000000000003,0.79401100000000002]
[1202,3.439851,6.8709090000000002,0.96805399999999997,0.79397700000000004]
[1203,3.441217,6.8759490000000003,0.96804800000000002,0.79394200000000004]
[1204,3.4425819999999998,6.8809880000000003,0.96804199999999996,0.79390799999999995]
[1205,3.4439470000000001,6.8860279999999996,0.96803600000000001,0.79387399999999997]
[1206,3.4453109999999998,6.8910669999999996,0.96802999999999995,0.79383999999999999]
[1207,3.4466749999999999,6.8961069999999998,0.968024,0.79380600000000001]
[1208,3.4480379999999999,6.9011459999999998,0.96801800000000005,0.79377200000000003]
[1209,3.4494009999999999,6.9061849999999998,0.96801199999999998,0.79373800000000005]
[1210,3.4507629999999998,6.911225,0.96800600000000003,0.79370399999999997]
[1211,3.4521250000000001,6.916264,0.96799999999999997,0.79366999999999999]
[1212,3.4534859999999998,6.921303,0.96799400000000002,0.79363600000000001]
[1213,3.454847,6.926342,0.96798799999999996,0.79360200000000003]
[1214,3.456207,6.931381,0.96798200000000001,0.79356800000000005]
[1215,3.4575670000000001,6.93642,0.96797599999999995,0.79353399999999996]
[1216,3.4589259999999999,6.941459,0.96797,0.79349999999999998]
[1217,3.4602849999999998,6.9464969999999999,0.96796400000000005,0.793466]
[1218,3.461643,6.9515359999999999,0.96795799999999999,0.79343200000000003]
[1219,3.4630010000000002,6.956575,0.96795200000000003,0.79339899999999997]
[1220,3.4643579999999998,6.9616129999999998,0.96794599999999997,0.79336499999999999]
[1221,3.4657140000000002,6.9666519999999998,0.96794000000000002,0.79333100000000001]
[1222,3.4670709999999998,6.9716899999999997,0.96793399999999996,0.79329700000000003]
[1223,3.468426,6.9767289999999997,0.96792900000000004,0.79326399999999997]
[1224,3.4697809999999998,6.9817669999999996,0.96792299999999998,0.79322999999999999]
[1225,3.471136,6.9868050000000004,0.96791700000000003,0.79319600000000001]
[1226,3.4724900000000001,6.9918430000000003,0.96791099999999997,0.79316299999999995]
[1227,3.4738440000000002,6.9968820000000003,0.96790500000000002,0.79312899999999997]
[1228,3.4751970000000001,7.0019200000000001,0.96789899999999995,0.79309600000000002]
[1229,3.4765489999999999,7.006958,0.967893,0.79306200000000004]
[1230,3.4779019999999998,7.0119959999999999,0.96788700000000005,0.79302899999999998]
[1231,3.4792529999999999,7.0170329999999996,0.96788099999999999,0.79299500000000001]
[1232,3.480604,7.0220710000000004,0.96787599999999996,0.79296199999999994]
[1233,3.4819550000000001,7.0271090000000003,0.96787000000000001,0.79292799999999997]
[1234,3.4833050000000001,7.0321470000000001,0.96786399999999995,0.79289500000000002]
[1235,3.4846550000000001,7.0371839999999999,0.967858,0.79286100000000004]
[1236,3.4860039999999999,7.0422219999999998,0.96785200000000005,0.79282799999999998]
[1237,3.487352,7.0472590000000004,0.96784599999999998,0.79279500000000003]
[1238,3.4887009999999998,7.0522970000000003,0.96784099999999995,0.79276100000000005]
[1239,3.4900479999999998,7.057334,0.967835,0.79272799999999999]
[1240,3.4913949999999998,7.0623709999999997,0.96782900000000005,0.79269500000000004]
[1241,3.4927419999999998,7.0674080000000004,0.96782299999999999,0.79266199999999998]
[1242,3.4940880000000001,7.0724460000000002,0.96781700000000004,0.79262900000000003]
[1243,3.4954339999999999,7.077483,0.96781200000000001,0.79259500000000005]
[1244,3.4967790000000001,7.0825199999999997,0.96780600000000006,0.79256199999999999]
[1245,3.4981239999999998,7.0875570000000003,0.96779999999999999,0.79252900000000004]
[1246,3.4994679999999998,7.0925929999999999,0.96779400000000004,0.79249599999999998]
[1247,3.5008119999999998,7.0976299999999997,0.96778900000000001,0.79246300000000003]
[1248,3.5021550000000001,7.1026670000000003,0.96778299999999995,0.79242999999999997]
[1249,3.5034969999999999,7.107704,0.967777,0.79239700000000002]
[1250,3.5048400000000002,7.1127399999999996,0.96777100000000005,0.79236399999999996]
[1251,3.5061810000000002,7.1177770000000002,0.96776600000000002,0.79233100000000001]
[1252,3.5075229999999999,7.1228129999999998,0.96775999999999995,0.79229799999999995]
[1253,3.508864,7.1278499999999996,0.967754,0.792265]
[1254,3.5102039999999999,7.1328860000000001,0.96774800000000005,0.79223200000000005]
[1255,3.5115440000000002,7.1379219999999997,0.96774300000000002,0.79219899999999999]
[1256,3.512883,7.1429580000000001,0.96773699999999996,0.79216699999999995]
[1257,3.5142220000000002,7.1479939999999997,0.96773100000000001,0.792134]
[1258,3.5155599999999998,7.1530300000000002,0.96772599999999998,0.79210100000000006]
[1259,3.5168979999999999,7.1580659999999998,0.96772000000000002,0.79206799999999999]
[1260,3.5182349999999998,7.1631020000000003,0.96771399999999996,0.79203599999999996]
[1261,3.5195720000000001,7.1681379999999999,0.96770900000000004,0.79200300000000001]
[1262,3.5209090000000001,7.1731740000000004,0.96770299999999998,0.79196999999999995]
[1263,3.5222449999999998,7.1782089999999998,0.96769700000000003,0.79193800000000003]
[1264,3.5235799999999999,7.1832450000000003,0.967692,0.79190499999999997]
[1265,3.524915,7.1882799999999998,0.96768600000000005,0.79187200000000002]
[1266,3.5262500000000001,7.1933160000000003,0.96768100000000001,0.79183999999999999]
[1267,3.5275840000000001,7.1983509999999997,0.96767499999999995,0.79180700000000004]
[1268,3.5289169999999999,7.2033860000000001,0.967669,0.79177500000000001]
[1269,3.5302500000000001,7.2084219999999997,0.96766399999999997,0.79174199999999995]
[1270,3.5315829999999999,7.213457,0.96765800000000002,0.79171000000000002]
[1271,3.532915,7.2184920000000004,0.96765199999999996,0.79167699999999996]
[1272,3.5342470000000001,7.2235269999999998,0.96764700000000003,0.79164500000000004]
[1273,3.5355780000000001,7.2285620000000002,0.96764099999999997,0.79161199999999998]
[1274,3.5369090000000001,7.2335969999999996,0.96763600000000005,0.79157999999999995]
[1275,3.5382389999999999,7.2386309999999998,0.96762999999999999,0.79154800000000003]
[1276,3.539568,7.2436660000000002,0.96762499999999996,0.79151499999999997]
[1277,3.5408979999999999,7.2487009999999996,0.96761900000000001,0.79148300000000005]
[1278,3.542227,7.2537349999999998,0.96761399999999997,0.79145100000000002]
[1279,3.543555,7.2587700000000002,0.96760800000000002,0.79141799999999995]
[1280,3.544883,7.2638040000000004,0.96760199999999996,0.79138600000000003]
[1281,3.5462099999999999,7.2688389999999998,0.96759700000000004,0.791354]
[1282,3.5475370000000002,7.273873,0.96759099999999998,0.79132199999999997]
[1283,3.548864,7.2789070000000002,0.96758599999999995,0.79129000000000005]
[1284,3.5501900000000002,7.2839410000000004,0.96758,0.79125800000000002]
[1285,3.5515150000000002,7.2889749999999998,0.96757499999999996,0.79122499999999996]
[1286,3.5528400000000002,7.294009,0.96756900000000001,0.79119300000000004]
[1287,3.5541649999999998,7.2990430000000002,0.96756399999999998,0.791161]
[1288,3.5554890000000001,7.3040770000000004,0.96755800000000003,0.79112899999999997]
[1289,3.5568119999999999,7.3091100000000004,0.967553,0.79109700000000005]
[1290,3.5581360000000002,7.3141439999999998,0.96754700000000005,0.79106500000000002]
[1291,3.5594579999999998,7.319178,0.96754200000000001,0.79103299999999999]
[1292,3.560781,7.324211,0.96753599999999995,0.79100099999999995]
[1293,3.5621019999999999,7.3292440000000001,0.96753100000000003,0.79096900000000003]
[1294,3.5634239999999999,7.3342780000000003,0.967526,0.790937]
[1295,3.5647449999999998,7.3393110000000004,0.96752000000000005,0.790906]
[1296,3.566065,7.3443440000000004,0.96751500000000001,0.79087399999999997]
[1297,3.5673849999999998,7.3493769999999996,0.96750899999999995,0.79084200000000004]
[1298,3.5687039999999999,7.3544099999999997,0.96750400000000003,0.79081000000000001]
[1299,3.5700229999999999,7.3594429999999997,0.96749799999999997,0.79077799999999998]
[1300,3.571342,7.3644759999999998,0.96749300000000005,0.79074699999999998]
[1301,3.5726599999999999,7.3695089999999999,0.96748800000000001,0.79071499999999995]
[1302,3.5739779999999999,7.3745419999999999,0.96748199999999995,0.79068300000000002]
[1303,3.5752950000000001,7.3795739999999999,0.96747700000000003,0.79065099999999999]
[1304,3.5766119999999999,7.3846069999999999,0.96747099999999997,0.79061999999999999]
[1305,3.577928,7.3896389999999998,0.96746600000000005,0.79058799999999996]
[1306,3.5792440000000001,7.3946719999999999,0.96746100000000002,0.79055699999999995]
[1307,3.580559,7.3997039999999998,0.96745499999999995,0.79052500000000003]
[1308,3.581874,7.4047359999999998,0.96745000000000003,0.790493]
[1309,3.583189,7.4097679999999997,0.967445,0.790462]
[1310,3.5845030000000002,7.4147999999999996,0.96743900000000005,0.79042999999999997]
[1311,3.5858159999999999,7.4198320000000004,0.96743400000000002,0.79039899999999996]
[1312,3.587129,7.4248640000000004,0.96742899999999998,0.79036700000000004]
[1313,3.5884420000000001,7.4298960000000003,0.96742300000000003,0.79033600000000004]
[1314,3.5897540000000001,7.4349280000000002,0.967418,0.79030400000000001]
[1315,3.5910660000000001,7.439959,0.96741299999999997,0.790273]
[1316,3.5923769999999999,7.4449909999999999,0.96740700000000002,0.790242]
[1317,3.5936880000000002,7.4500219999999997,0.96740199999999998,0.79020999999999997]
[1318,3.5949979999999999,7.4550539999999996,0.96739699999999995,0.79017899999999996]
[1319,3.5963080000000001,7.4600850000000003,0.967391,0.79014799999999996]
[1320,3.5976180000000002,7.4651160000000001,0.96738599999999997,0.79011600000000004]
[1321,3.5989270000000002,7.4701469999999999,0.96738100000000005,0.79008500000000004]
[1322,3.6002350000000001,7.4751789999999998,0.96737499999999998,0.79005400000000003]
[1323,3.6015429999999999,7.4802099999999996,0.96736999999999995,0.79002300000000003]
[1324,3.6028509999999998,7.4852400000000001,0.96736500000000003,0.789991]
[1325,3.604158,7.4902709999999999,0.96736,0.78996]
[1326,3.6054650000000001,7.4953019999999997,0.96735400000000005,0.78992899999999999]
[1327,3.6067719999999999,7.5003330000000004,0.96734900000000001,0.78989799999999999]
[1328,3.6080770000000002,7.505363,0.96734399999999998,0.78986699999999999]
[1329,3.6093829999999998,7.5103939999999998,0.96733899999999995,0.78983599999999998]
[1330,3.6106880000000001,7.5154240000000003,0.967333,0.78980499999999998]
[1331,3.611993,7.520454,0.96732799999999997,0.78977399999999998]
[1332,3.6132970000000002,7.5254849999999998,0.96732300000000004,0.78974299999999997]
[1333,3.6145999999999998,7.5305150000000003,0.96731800000000001,0.78971199999999997]
[1334,3.615904,7.5355449999999999,0.96731299999999998,0.78968099999999997]
[1335,3.6172059999999999,7.5405749999999996,0.96730700000000003,0.78964999999999996]
[1336,3.618509,7.5456050000000001,0.967302,0.78961899999999996]
[1337,3.6198109999999999,7.5506349999999998,0.96729699999999996,0.78958799999999996]
[1338,3.6211120000000001,7.5556640000000002,0.96729200000000004,0.78955699999999995]
[1339,3.6224129999999999,7.5606939999999998,0.96728700000000001,0.78952599999999995]
[1340,3.6237140000000001,7.5657240000000003,0.96728099999999995,0.78949499999999995]
[1341,3.6250140000000002,7.5707529999999998,0.96727600000000002,0.78946499999999997]
[1342,3.6263139999999998,7.5757820000000002,0.96727099999999999,0.78943399999999997]
[1343,3.6276130000000002,7.5808119999999999,0.96726599999999996,0.78940299999999997]
[1344,3.6289120000000001,7.5858410000000003,0.96726100000000004,0.78937199999999996]
[1345,3.6302099999999999,7.5908699999999998,0.967256,0.78934199999999999]
[1346,3.6315080000000002,7.5958990000000002,0.96725000000000005,0.78931099999999998]
[1347,3.632806,7.6009279999999997,0.96724500000000002,0.78927999999999998]
[1348,3.6341030000000001,7.6059570000000001,0.96723999999999999,0.78925000000000001]
[1349,3.6354000000000002,7.6109859999999996,0.96723499999999996,0.789219]
[1350,3.6366960000000002,7.6160139999999998,0.96723000000000003,0.789188]
[1351,3.6379920000000001,7.6210430000000002,0.967225,0.78915800000000003]
[1352,3.6392869999999999,7.6260719999999997,0.96721999999999997,0.78912700000000002]
[1353,3.6405820000000002,7.6311,0.96721500000000005,0.78909700000000005]
[1354,3.641877,7.6361280000000002,0.96721000000000001,0.78906600000000005]
[1355,3.6431710000000002,7.6411569999999998,0.96720399999999995,0.78903599999999996]
[1356,3.6444649999999998,7.646185,0.96719900000000003,0.78900499999999996]
[1357,3.6457579999999998,7.6512130000000003,0.967194,0.78897499999999998]
[1358,3.6470509999999998,7.6562409999999996,0.96718899999999997,0.78894399999999998]
[1359,3.6483430000000001,7.6612689999999999,0.96718400000000004,0.788914]
[1360,3.649635,7.6662970000000001,0.96717900000000001,0.788883]
[1361,3.6509269999999998,7.6713240000000003,0.96717399999999998,0.78885300000000003]
[1362,3.652218,7.6763519999999996,0.96716899999999995,0.78882300000000005]
[1363,3.653508,7.6813789999999997,0.96716400000000002,0.78879200000000005]
[1364,3.6547990000000001,7.686407,0.96715899999999999,0.78876199999999996]
[1365,3.656088,7.6914340000000001,0.96715399999999996,0.78873199999999999]
[1366,3.657378,7.6964620000000004,0.96714900000000004,0.78870099999999999]
[1367,3.6586669999999999,7.7014889999999996,0.967144,0.78867100000000001]
[1368,3.6599550000000001,7.7065159999999997,0.96713899999999997,0.78864100000000004]
[1369,3.6612429999999998,7.7115429999999998,0.96713400000000005,0.78861099999999995]
[1370,3.662531,7.7165699999999999,0.96712900000000002,0.78858099999999998]
[1371,3.663818,7.721597,0.96712399999999998,0.78854999999999997]
[1372,3.6651050000000001,7.726623,0.96711899999999995,0.78852]
[1373,3.6663920000000001,7.7316500000000001,0.96711400000000003,0.78849000000000002]
[1374,3.667678,7.7366770000000002,0.967109,0.78846000000000005]
[1375,3.6689630000000002,7.7417030000000002,0.96710399999999996,0.78842999999999996]
[1376,3.670248,7.7467290000000002,0.96709900000000004,0.78839999999999999]
[1377,3.6715330000000002,7.7517560000000003,0.96709400000000001,0.78837000000000002]
[1378,3.6728170000000002,7.7567820000000003,0.96708899999999998,0.78834000000000004]
[1379,3.6741009999999998,7.7618080000000003,0.96708400000000005,0.78830999999999996]
[1380,3.6753849999999999,7.7668340000000002,0.96707900000000002,0.78827999999999998]
[1381,3.6766679999999998,7.7718600000000002,0.96707399999999999,0.78825000000000001]
[1382,3.6779500000000001,7.7768860000000002,0.96706899999999996,0.78822000000000003]
[1383,3.679233,7.7819120000000002,0.96706400000000003,0.78818999999999995]
[1384,3.6805140000000001,7.786937,0.967059,0.78815999999999997]
[1385,3.6817959999999998,7.791963,0.96705399999999997,0.78813]
[1386,3.6830769999999999,7.7969879999999998,0.96704900000000005,0.78810100000000005]
[1387,3.6843569999999999,7.8020139999999998,0.96704400000000001,0.78807099999999997]
[1388,3.685638,7.8070389999999996,0.96703899999999998,0.78804099999999999]
[1389,3.6869170000000002,7.8120640000000003,0.96703499999999998,0.78801100000000002]
[1390,3.6881970000000002,7.8170890000000002,0.96702999999999995,0.78798100000000004]
[1391,3.689476,7.822114,0.96702500000000002,0.78795199999999999]
[1392,3.6907540000000001,7.8271389999999998,0.96701999999999999,0.78792200000000001]
[1393,3.6920320000000002,7.8321639999999997,0.96701499999999996,0.78789200000000004]
[1394,3.6933099999999999,7.8371890000000004,0.96701000000000004,0.78786299999999998]
[1395,3.6945869999999998,7.8422130000000001,0.967005,0.78783300000000001]
[1396,3.6958639999999998,7.8472379999999999,0.96699999999999997,0.78780300000000003]
[1397,3.6971400000000001,7.8522619999999996,0.96699500000000005,0.78777399999999997]
[1398,3.6984159999999999,7.8572870000000004,0.96699100000000004,0.787744]
[1399,3.6996920000000002,7.862311,0.96698600000000001,0.78771400000000003]
[1400,3.7009669999999999,7.8673349999999997,0.96698099999999998,0.78768499999999997]
[1401,3.702242,7.8723590000000003,0.96697599999999995,0.78765499999999999]
[1402,3.703516,7.877383,0.96697100000000002,0.78762600000000005]
[1403,3.70479,7.8824069999999997,0.96696599999999999,0.78759599999999996]
[1404,3.706064,7.8874310000000003,0.96696099999999996,0.78756700000000002]
[1405,3.7073369999999999,7.8924539999999999,0.96695699999999996,0.78753700000000004]
[1406,3.7086100000000002,7.8974780000000004,0.96695200000000003,0.78750799999999999]
[1407,3.7098819999999999,7.902501,0.966947,0.78747900000000004]
[1408,3.7111540000000001,7.9075249999999997,0.96694199999999997,0.78744899999999995]
[1409,3.7124259999999998,7.9125480000000001,0.96693700000000005,0.78742000000000001]
[1410,3.7136969999999998,7.9175709999999997,0.96693300000000004,0.78739000000000003]
[1411,3.7149670000000001,7.9225940000000001,0.96692800000000001,0.78736099999999998]
[1412,3.7162380000000002,7.9276169999999997,0.96692299999999998,0.78733200000000003]
[1413,3.717508,7.9326400000000001,0.96691800000000006,0.78730299999999998]
[1414,3.7187770000000002,7.9376629999999997,0.96691300000000002,0.787273]
[1415,3.720046,7.9426860000000001,0.96690900000000002,0.78724400000000005]
[1416,3.7213150000000002,7.9477080000000004,0.96690399999999999,0.787215]
[1417,3.7225830000000002,7.952731,0.96689899999999995,0.78718600000000005]
[1418,3.7238509999999998,7.9577530000000003,0.96689400000000003,0.78715599999999997]
[1419,3.7251189999999998,7.9627759999999999,0.96689000000000003,0.78712700000000002]
[1420,3.7263860000000002,7.9677980000000002,0.96688499999999999,0.78709799999999996]
[1421,3.727652,7.9728199999999996,0.96687999999999996,0.78706900000000002]
[1422,3.7289189999999999,7.9778419999999999,0.96687500000000004,0.78703999999999996]
[1423,3.7301850000000001,7.9828640000000002,0.96687100000000004,0.78701100000000002]
[1424,3.7314500000000002,7.9878859999999996,0.966866,0.78698199999999996]
[1425,3.7327149999999998,7.9929079999999999,0.96686099999999997,0.78695300000000001]
[1426,3.7339799999999999,7.9979290000000001,0.96685600000000005,0.78692399999999996]
[1427,3.7352439999999998,8.0029509999999995,0.96685200000000004,0.78689500000000001]
[1428,3.7365080000000002,8.0079720000000005,0.96684700000000001,0.78686599999999995]
[1429,3.7377720000000001,8.0129940000000008,0.96684199999999998,0.78683700000000001]
[1430,3.7390349999999999,8.0180150000000001,0.96683799999999998,0.78680799999999995]
[1431,3.7402980000000001,8.0230359999999994,0.96683300000000005,0.78677900000000001]
[1432,3.7415600000000002,8.0280570000000004,0.96682800000000002,0.78674999999999995]
[1433,3.7428219999999999,8.0330779999999997,0.96682299999999999,0.786721]
[1434,3.7440829999999998,8.0380990000000008,0.96681899999999998,0.78669199999999995]
[1435,3.7453439999999998,8.04312,0.96681399999999995,0.786663]
[1436,3.7466050000000002,8.0481400000000001,0.96680900000000003,0.78663400000000006]
[1437,3.7478660000000001,8.0531609999999993,0.96680500000000003,0.786605]
[1438,3.749126,8.0581809999999994,0.96679999999999999,0.78657699999999997]
[1439,3.7503850000000001,8.0632020000000004,0.96679499999999996,0.78654800000000002]
[1440,3.7516440000000002,8.0682220000000004,0.96679099999999996,0.78651899999999997]
[1441,3.7529029999999999,8.0732420000000005,0.96678600000000003,0.78649000000000002]
[1442,3.7541609999999999,8.0782620000000005,0.966781,0.78646199999999999]
[1443,3.7554189999999998,8.0832820000000005,0.966777,0.78643300000000005]
[1444,3.7566769999999998,8.0883020000000005,0.96677199999999996,0.78640399999999999]
[1445,3.7579340000000001,8.0933220000000006,0.96676799999999996,0.78637599999999996]
[1446,3.7591909999999999,8.0983420000000006,0.96676300000000004,0.78634700000000002]
[1447,3.7604479999999998,8.1033609999999996,0.96675800000000001,0.78631799999999996]
[1448,3.7617039999999999,8.1083809999999996,0.966754,0.78629000000000004]
[1449,3.7629589999999999,8.1134000000000004,0.96674899999999997,0.78626099999999999]
[1450,3.7642150000000001,8.1184189999999994,0.96674400000000005,0.78623299999999996]
[1451,3.765469,8.1234380000000002,0.96674000000000004,0.78620400000000001]
[1452,3.766724,8.1284569999999992,0.96673500000000001,0.78617599999999999]
[1453,3.7679779999999998,8.1334759999999999,0.96673100000000001,0.78614700000000004]
[1454,3.7692320000000001,8.1384950000000007,0.96672599999999997,0.78611900000000001]
[1455,3.7704849999999999,8.1435139999999997,0.96672100000000005,0.78608999999999996]
[1456,3.771738,8.1485330000000005,0.96671700000000005,0.78606200000000004]
[1457,3.7729910000000002,8.1535510000000002,0.96671200000000002,0.78603299999999998]
[1458,3.7742429999999998,8.1585699999999992,0.96670800000000001,0.78600499999999995]
[1459,3.7754949999999998,8.1635880000000007,0.96670299999999998,0.78597600000000001]
[1460,3.7767460000000002,8.1686060000000005,0.96669899999999997,0.78594799999999998]
[1461,3.777997,8.1736240000000002,0.96669400000000005,0.78591999999999995]
[1462,3.7792479999999999,8.178642,0.96668900000000002,0.78589100000000001]
[1463,3.7804980000000001,8.1836599999999997,0.96668500000000002,0.78586299999999998]
[1464,3.7817479999999999,8.1886779999999995,0.96667999999999998,0.78583499999999995]
[1465,3.7829969999999999,8.1936959999999992,0.96667599999999998,0.785806]
[1466,3.7842470000000001,8.1987140000000007,0.96667099999999995,0.78577799999999998]
[1467,3.7854950000000001,8.2037309999999994,0.96666700000000005,0.78574999999999995]
[1468,3.7867440000000001,8.2087479999999999,0.96666200000000002,0.78572200000000003]
[1469,3.787992,8.2137659999999997,0.96665800000000002,0.785694]
[1470,3.7892389999999998,8.2187830000000002,0.96665299999999998,0.78566499999999995]
[1471,3.790486,8.2238000000000007,0.96664899999999998,0.78563700000000003]
[1472,3.7917329999999998,8.2288169999999994,0.96664399999999995,0.785609]
[1473,3.79298,8.2338339999999999,0.96664000000000005,0.78558099999999997]
[1474,3.7942260000000001,8.2388510000000004,0.96663500000000002,0.78555299999999995]
[1475,3.7954720000000002,8.2438680000000009,0.96663100000000002,0.78552500000000003]
[1476,3.7967170000000001,8.2488840000000003,0.96662599999999999,0.785497]
[1477,3.7979620000000001,8.2539010000000008,0.96662199999999998,0.78546899999999997]
[1478,3.7992059999999999,8.2589170000000003,0.96661699999999995,0.78544000000000003]
[1479,3.8004509999999998,8.2639329999999998,0.96661300000000006,0.785412]
[1480,3.8016939999999999,8.2689489999999992,0.96660800000000002,0.78538399999999997]
[1481,3.8029380000000002,8.2739659999999997,0.96660400000000002,0.78535600000000005]
[1482,3.8041809999999998,8.2789819999999992,0.96659899999999999,0.78532900000000005]
[1483,3.8054239999999999,8.2839969999999994,0.96659499999999998,0.78530100000000003]
[1484,3.8066659999999999,8.2890130000000006,0.96658999999999995,0.785273]
[1485,3.8079079999999998,8.2940290000000001,0.96658599999999995,0.78524499999999997]
[1486,3.8091499999999998,8.2990440000000003,0.96658200000000005,0.78521700000000005]
[1487,3.8103910000000001,8.3040599999999998,0.96657700000000002,0.78518900000000003]
[1488,3.8116319999999999,8.309075,0.96657300000000002,0.785161]
[1489,3.812872,8.3140900000000002,0.96656799999999998,0.78513299999999997]
[1490,3.8141120000000002,8.3191050000000004,0.96656399999999998,0.78510500000000005]
[1491,3.8153519999999999,8.3241200000000006,0.96655899999999995,0.78507800000000005]
[1492,3.8165909999999998,8.3291350000000008,0.96655500000000005,0.78505000000000003]
[1493,3.8178299999999998,8.3341499999999993,0.96655000000000002,0.785022]
[1494,3.8190689999999998,8.3391649999999995,0.96654600000000002,0.78499399999999997]
[1495,3.8203070000000001,8.3441790000000005,0.96654200000000001,0.78496699999999997]
[1496,3.821545,8.3491940000000007,0.96653699999999998,0.78493900000000005]
[1497,3.8227820000000001,8.3542079999999999,0.96653299999999998,0.78491100000000003]
[1498,3.82402,8.3592230000000001,0.96652800000000005,0.78488400000000003]
[1499,3.825256,8.3642369999999993,0.96652400000000005,0.784856]
[1500,3.8264930000000001,8.3692510000000002,0.96652000000000005,0.78482799999999997]
[1501,3.8277290000000002,8.3742649999999994,0.96651500000000001,0.78480099999999997]
[1502,3.828964,8.3792790000000004,0.96651100000000001,0.78477300000000005]
[1503,3.8302,8.3842920000000003,0.96650700000000001,0.78474500000000003]
[1504,3.8314349999999999,8.3893059999999995,0.96650199999999997,0.78471800000000003]
[1505,3.8326690000000001,8.3943189999999994,0.96649799999999997,0.78469]
[1506,3.8339029999999998,8.3993330000000004,0.96649300000000005,0.784663]
[1507,3.835137,8.4043460000000003,0.96648900000000004,0.78463499999999997]
[1508,3.8363710000000002,8.4093590000000003,0.96648500000000004,0.78460799999999997]
[1509,3.8376039999999998,8.4143720000000002,0.96648000000000001,0.78458000000000006]
[1510,3.8388369999999998,8.4193850000000001,0.966476,0.78455299999999994]
[1511,3.8400690000000002,8.4243980000000001,0.966472,0.78452500000000003]
[1512,3.8413010000000001,8.429411,0.96646699999999996,0.78449800000000003]
[1513,3.842533,8.4344239999999999,0.96646299999999996,0.78447100000000003]
[1514,3.8437640000000002,8.4394360000000006,0.96645899999999996,0.784443]
[1515,3.8449949999999999,8.4444490000000005,0.96645400000000004,0.784416]
[1516,3.846225,8.4494609999999994,0.96645000000000003,0.78438799999999997]
[1517,3.8474560000000002,8.4544730000000001,0.96644600000000003,0.78436099999999997]
[1518,3.8486850000000001,8.4594850000000008,0.96644099999999999,0.78433399999999998]
[1519,3.8499150000000002,8.4644969999999997,0.96643699999999999,0.78430599999999995]
[1520,3.8511440000000001,8.4695090000000004,0.96643299999999999,0.78427899999999995]
[1521,3.852373,8.4745209999999993,0.96642899999999998,0.78425199999999995]
[1522,3.8536009999999998,8.479533,0.96642399999999995,0.78422499999999995]
[1523,3.8548290000000001,8.4845439999999996,0.96641999999999995,0.78419700000000003]
[1524,3.8560569999999998,8.4895560000000003,0.96641600000000005,0.78417000000000003]
[1525,3.8572839999999999,8.494567,0.96641100000000002,0.78414300000000003]
[1526,3.858511,8.4995779999999996,0.96640700000000002,0.78411600000000004]
[1527,3.8597380000000001,8.5045900000000003,0.96640300000000001,0.78408900000000004]
[1528,3.8609640000000001,8.509601,0.96639900000000001,0.78406200000000004]
[1529,3.86219,8.5146110000000004,0.96639399999999998,0.78403400000000001]
[1530,3.8634149999999998,8.519622,0.96638999999999997,0.78400700000000001]
[1531,3.8646410000000002,8.5246329999999997,0.96638599999999997,0.78398000000000001]
[1532,3.8658649999999999,8.5296439999999993,0.96638199999999996,0.78395300000000001]
[1533,3.8670900000000001,8.5346539999999997,0.96637700000000004,0.78392600000000001]
[1534,3.8683139999999998,8.5396640000000001,0.96637300000000004,0.78389900000000001]
[1535,3.8695379999999999,8.5446749999999998,0.96636900000000003,0.78387200000000001]
[1536,3.8707609999999999,8.5496850000000002,0.96636500000000003,0.78384500000000001]
[1537,3.8719839999999999,8.5546950000000006,0.96636,0.78381800000000001]
[1538,3.8732069999999998,8.5597049999999992,0.96635599999999999,0.78379100000000002]
[1539,3.8744290000000001,8.5647140000000004,0.96635199999999999,0.78376400000000002]
[1540,3.875651,8.5697240000000008,0.96634799999999998,0.78373700000000002]
[1541,3.8768729999999998,8.5747339999999994,0.96634299999999995,0.78371000000000002]
[1542,3.8780939999999999,8.5797430000000006,0.96633899999999995,0.78368300000000002]
[1543,3.8793150000000001,8.5847529999999992,0.96633500000000006,0.78365600000000002]
[1544,3.8805360000000002,8.5897620000000003,0.96633100000000005,0.78363000000000005]
[1545,3.8817560000000002,8.5947709999999997,0.96632700000000005,0.78360300000000005]
[1546,3.8829760000000002,8.5997800000000009,0.96632200000000001,0.78357600000000005]
[1547,3.8841950000000001,8.6047890000000002,0.96631800000000001,0.78354900000000005]
[1548,3.8854139999999999,8.6097979999999996,0.96631400000000001,0.78352200000000005]
[1549,3.8866329999999998,8.6148059999999997,0.96631,0.78349500000000005]
[1550,3.8878520000000001,8.6198149999999991,0.966306,0.78346899999999997]
[1551,3.8890699999999998,8.6248229999999992,0.96630199999999999,0.78344199999999997]
[1552,3.890288,8.6298320000000004,0.96629699999999996,0.78341499999999997]
[1553,3.891505,8.6348400000000005,0.96629299999999996,0.78338799999999997]
[1554,3.892722,8.6398480000000006,0.96628899999999995,0.783362]
[1555,3.893939,8.6448560000000008,0.96628499999999995,0.783335]
[1556,3.8951549999999999,8.6498640000000009,0.96628099999999995,0.783308]
[1557,3.8963709999999998,8.6548719999999992,0.96627700000000005,0.78328200000000003]
[1558,3.8975870000000001,8.6598790000000001,0.96627200000000002,0.78325500000000003]
[1559,3.8988019999999999,8.6648870000000002,0.96626800000000002,0.78322800000000004]
[1560,3.9000170000000001,8.6698939999999993,0.96626400000000001,0.78320199999999995]
[1561,3.9012319999999998,8.6749019999999994,0.96626000000000001,0.78317499999999995]
[1562,3.9024459999999999,8.6799090000000003,0.966256,0.78314899999999998]
[1563,3.9036599999999999,8.6849159999999994,0.966252,0.78312199999999998]
[1564,3.904874,8.6899230000000003,0.966248,0.78309600000000001]
[1565,3.9060869999999999,8.6949299999999994,0.96624299999999996,0.78306900000000002]
[1566,3.9073000000000002,8.6999370000000003,0.96623899999999996,0.78304300000000004]
[1567,3.9085130000000001,8.7049430000000001,0.96623499999999996,0.78301600000000005]
[1568,3.9097249999999999,8.7099499999999992,0.96623099999999995,0.78298999999999996]
[1569,3.9109370000000001,8.7149560000000008,0.96622699999999995,0.78296299999999996]
[1570,3.9121480000000002,8.7199629999999999,0.96622300000000005,0.78293699999999999]
[1571,3.9133589999999998,8.7249689999999998,0.96621900000000005,0.78290999999999999]
[1572,3.9145699999999999,8.7299749999999996,0.96621500000000005,0.78288400000000002]
[1573,3.915781,8.7349809999999994,0.96621100000000004,0.78285700000000003]
[1574,3.9169909999999999,8.7399869999999993,0.96620700000000004,0.78283100000000005]
[1575,3.9182009999999998,8.7449919999999999,0.96620200000000001,0.78280499999999997]
[1576,3.9194100000000001,8.7499979999999997,0.966198,0.78277799999999997]
[1577,3.92062,8.7550030000000003,0.966194,0.782752]
[1578,3.9218280000000001,8.7600090000000002,0.96618999999999999,0.78272600000000003]
[1579,3.9230369999999999,8.7650140000000007,0.96618599999999999,0.78269900000000003]
[1580,3.924245,8.7700189999999996,0.96618199999999999,0.78267299999999995]
[1581,3.9254530000000001,8.7750240000000002,0.96617799999999998,0.78264699999999998]
[1582,3.92666,8.7800290000000007,0.96617399999999998,0.78262100000000001]
[1583,3.927867,8.7850339999999996,0.96616999999999997,0.78259400000000001]
[1584,3.929074,8.7900390000000002,0.96616599999999997,0.78256800000000004]
[1585,3.9302809999999999,8.7950429999999997,0.96616199999999997,0.78254199999999996]
[1586,3.9314870000000002,8.8000480000000003,0.96615799999999996,0.78251599999999999]
[1587,3.932693,8.8050519999999999,0.96615399999999996,0.78249000000000002]
[1588,3.9338980000000001,8.8100559999999994,0.96614999999999995,0.78246400000000005]
[1589,3.9351029999999998,8.815061,0.96614599999999995,0.78243700000000005]
[1590,3.9363079999999999,8.8200649999999996,0.96614199999999995,0.78241099999999997]
[1591,3.9375119999999999,8.8250679999999999,0.96613800000000005,0.782385]
[1592,3.9387159999999999,8.8300719999999995,0.96613400000000005,0.78235900000000003]
[1593,3.9399199999999999,8.8350760000000008,0.96613000000000004,0.78233299999999995]
[1594,3.9411239999999998,8.8400789999999994,0.96612600000000004,0.78230699999999997]
[1595,3.9423270000000001,8.8450830000000007,0.96612200000000004,0.782281]
[1596,3.9435289999999998,8.8500859999999992,0.96611800000000003,0.78225500000000003]
[1597,3.9447320000000001,8.8550889999999995,0.96611400000000003,0.78222899999999995]
[1598,3.9459339999999998,8.8600919999999999,0.96611000000000002,0.78220299999999998]
[1599,3.947136,8.8650950000000002,0.96610600000000002,0.78217700000000001]
[1600,3.948337,8.8700980000000005,0.96610200000000002,0.78215100000000004]
[1601,3.949538,8.8751010000000008,0.96609800000000001,0.78212499999999996]
[1602,3.950739,8.8801030000000001,0.96609400000000001,0.78209899999999999]
[1603,3.9519389999999999,8.8851060000000004,0.96609,0.78207300000000002]
[1604,3.9531390000000002,8.8901079999999997,0.966086,0.78204700000000005]
[1605,3.954339,8.8951100000000007,0.966082,0.78202199999999999]
[1606,3.9555389999999999,8.9001129999999993,0.96607799999999999,0.78199600000000002]
[1607,3.9567380000000001,8.9051150000000003,0.96607399999999999,0.78197000000000005]
[1608,3.9579369999999998,8.9101160000000004,0.96606999999999998,0.78194399999999997]
[1609,3.9591349999999998,8.9151179999999997,0.96606599999999998,0.781918]
[1610,3.9603329999999999,8.9201200000000007,0.96606199999999998,0.78189200000000003]
[1611,3.9615309999999999,8.9251210000000007,0.96605799999999997,0.78186699999999998]
[1612,3.9627279999999998,8.930123,0.96605399999999997,0.78184100000000001]
[1613,3.9639250000000001,8.9351240000000001,0.96604999999999996,0.78181500000000004]
[1614,3.965122,8.9401250000000001,0.96604599999999996,0.78178899999999996]
[1615,3.9663189999999999,8.9451260000000001,0.96604199999999996,0.78176400000000001]
[1616,3.9675150000000001,8.9501270000000002,0.96603799999999995,0.78173800000000004]
[1617,3.9687109999999999,8.9551280000000002,0.96603399999999995,0.78171199999999996]
[1618,3.9699059999999999,8.9601290000000002,0.96603000000000006,0.78168700000000002]
[1619,3.971101,8.9651289999999992,0.96602600000000005,0.78166100000000005]
[1620,3.972296,8.9701299999999993,0.96602299999999997,0.78163499999999997]
[1621,3.9734910000000001,8.9751300000000001,0.96601899999999996,0.78161000000000003]
[1622,3.974685,8.9801310000000001,0.96601499999999996,0.78158399999999995]
[1623,3.9758789999999999,8.9851310000000009,0.96601099999999995,0.78155799999999997]
[1624,3.9770720000000002,8.9901309999999999,0.96600699999999995,0.78153300000000003]
[1625,3.9782660000000001,8.9951310000000007,0.96600299999999995,0.78150699999999995]
[1626,3.9794580000000002,9.0001300000000004,0.96599900000000005,0.78148200000000001]
[1627,3.9806509999999999,9.0051299999999994,0.96599500000000005,0.78145600000000004]
[1628,3.981843,9.0101289999999992,0.96599100000000004,0.78143099999999999]
[1629,3.9830350000000001,9.0151289999999999,0.96598700000000004,0.78140500000000002]
[1630,3.9842270000000002,9.0201279999999997,0.96598399999999995,0.78137999999999996]
[1631,3.9854180000000001,9.0251269999999995,0.96597999999999995,0.78135399999999999]
[1632,3.9866090000000001,9.0301259999999992,0.96597599999999995,0.78132900000000005]
[1633,3.9878,9.0351250000000007,0.96597200000000005,0.78130299999999997]
[1634,3.9889899999999998,9.0401240000000005,0.96596800000000005,0.78127800000000003]
[1635,3.9901800000000001,9.0451230000000002,0.96596400000000004,0.78125199999999995]
[1636,3.9913690000000002,9.0501210000000007,0.96596000000000004,0.781227]
[1637,3.992559,9.0551200000000005,0.96595600000000004,0.78120199999999995]
[1638,3.9937480000000001,9.0601179999999992,0.96595299999999995,0.78117599999999998]
[1639,3.994936,9.0651159999999997,0.96594899999999995,0.78115100000000004]
[1640,3.9961250000000001,9.0701140000000002,0.96594500000000005,0.78112599999999999]
[1641,3.9973130000000001,9.0751120000000007,0.96594100000000005,0.78110000000000002]
[1642,3.9985010000000001,9.0801099999999995,0.96593700000000005,0.78107499999999996]
[1643,3.9996879999999999,9.085108,0.96593300000000004,0.78105000000000002]
[1644,4.0008749999999997,9.0901049999999994,0.96592999999999996,0.78102400000000005]
[1645,4.0020619999999996,9.0951029999999999,0.96592599999999995,0.780999]
[1646,4.0032480000000001,9.1000999999999994,0.96592199999999995,0.78097399999999995]
[1647,4.004435,9.1050970000000007,0.96591800000000005,0.780949]
[1648,4.0056200000000004,9.1100940000000001,0.96591400000000005,0.78092300000000003]
[1649,4.0068060000000001,9.1150909999999996,0.96591000000000005,0.78089799999999998]
[1650,4.0079909999999996,9.1200880000000009,0.96590699999999996,0.78087300000000004]
[1651,4.0091760000000001,9.1250850000000003,0.96590299999999996,0.78084799999999999]
[1652,4.0103600000000004,9.1300819999999998,0.96589899999999995,0.78082300000000004]
[1653,4.0115449999999999,9.135078,0.96589499999999995,0.78079799999999999]
[1654,4.0127290000000002,9.1400749999999995,0.96589100000000006,0.78077200000000002]
[1655,4.0139120000000004,9.1450709999999997,0.96588799999999997,0.78074699999999997]
[1656,4.0150959999999998,9.150067,0.96588399999999996,0.78072200000000003]
[1657,4.0162779999999998,9.1550630000000002,0.96587999999999996,0.78069699999999997]
[1658,4.0174609999999999,9.1600590000000004,0.96587599999999996,0.78067200000000003]
[1659,4.018643,9.1650550000000006,0.96587199999999995,0.78064699999999998]
[1660,4.0198260000000001,9.1700499999999998,0.96586899999999998,0.78062200000000004]
[1661,4.021007,9.175046,0.96586499999999997,0.78059699999999999]
[1662,4.022189,9.1800409999999992,0.96586099999999997,0.78057200000000004]
[1663,4.0233699999999999,9.1850360000000002,0.96585699999999997,0.78054699999999999]
[1664,4.0245509999999998,9.1900320000000004,0.96585399999999999,0.78052200000000005]
[1665,4.0257310000000004,9.1950269999999996,0.96584999999999999,0.780497]
[1666,4.0269110000000001,9.2000220000000006,0.96584599999999998,0.78047200000000005]
[1667,4.0280909999999999,9.2050160000000005,0.96584199999999998,0.780447]
[1668,4.0292700000000004,9.2100109999999997,0.96583799999999997,0.78042199999999995]
[1669,4.0304500000000001,9.2150049999999997,0.965835,0.78039700000000001]
[1670,4.0316289999999997,9.2200000000000006,0.965831,0.78037199999999995]
[1671,4.032807,9.2249940000000006,0.96582699999999999,0.78034700000000001]
[1672,4.0339850000000004,9.2299880000000005,0.96582400000000002,0.78032299999999999]
[1673,4.0351629999999998,9.2349820000000005,0.96582000000000001,0.78029800000000005]
[1674,4.0363410000000002,9.2399760000000004,0.96581600000000001,0.78027299999999999]
[1675,4.0375180000000004,9.2449700000000004,0.965812,0.78024800000000005]
[1676,4.0386949999999997,9.2499640000000003,0.96580900000000003,0.780223]
[1677,4.0398719999999999,9.2549569999999992,0.96580500000000002,0.78019899999999998]
[1678,4.0410490000000001,9.2599509999999992,0.96580100000000002,0.78017400000000003]
[1679,4.0422250000000002,9.2649439999999998,0.96579700000000002,0.78014899999999998]
[1680,4.0434010000000002,9.2699370000000005,0.96579400000000004,0.78012400000000004]
[1681,4.0445760000000002,9.2749299999999995,0.96579000000000004,0.78009899999999999]
[1682,4.0457510000000001,9.2799230000000001,0.96578600000000003,0.78007499999999996]
[1683,4.046926,9.2849160000000008,0.96578299999999995,0.78005000000000002]
[1684,4.0481009999999999,9.2899089999999998,0.96577900000000005,0.78002499999999997]
[1685,4.0492749999999997,9.2949009999999994,0.96577500000000005,0.78000100000000006]
[1686,4.0504490000000004,9.2998940000000001,0.96577100000000005,0.779976]
[1687,4.0516230000000002,9.3048859999999998,0.96576799999999996,0.77995099999999995]
[1688,4.0527959999999998,9.3098779999999994,0.96576399999999996,0.77992700000000004]
[1689,4.0539690000000004,9.3148700000000009,0.96575999999999995,0.77990199999999998]
[1690,4.055142,9.3198620000000005,0.96575699999999998,0.77987799999999996]
[1691,4.0563140000000004,9.3248540000000002,0.96575299999999997,0.77985300000000002]
[1692,4.0574859999999999,9.3298459999999999,0.96574899999999997,0.77982799999999997]
[1693,4.0586580000000003,9.3348370000000003,0.96574599999999999,0.77980400000000005]
[1694,4.0598299999999998,9.3398289999999999,0.96574199999999999,0.779779]
[1695,4.0610010000000001,9.3448200000000003,0.96573799999999999,0.77975499999999998]
[1696,4.0621720000000003,9.3498110000000008,0.96573500000000001,0.77973000000000003]
[1697,4.0633419999999996,9.3548019999999994,0.96573100000000001,0.77970600000000001]
[1698,4.0645129999999998,9.3597929999999998,0.965727,0.77968099999999996]
[1699,4.0656829999999999,9.3647840000000002,0.96572400000000003,0.77965700000000004]
[1700,4.0668519999999999,9.3697750000000006,0.96572000000000002,0.77963199999999999]
[1701,4.068022,9.374765,0.96571600000000002,0.77960799999999997]
[1702,4.069191,9.3797560000000004,0.96571300000000004,0.77958300000000003]
[1703,4.07036,9.3847459999999998,0.96570900000000004,0.779559]
[1704,4.0715279999999998,9.3897359999999992,0.96570500000000004,0.77953499999999998]
[1705,4.0726959999999996,9.3947260000000004,0.96570199999999995,0.77951000000000004]
[1706,4.0738640000000004,9.3997159999999997,0.96569799999999995,0.77948600000000001]
[1707,4.0750320000000002,9.4047059999999991,0.96569499999999997,0.77946099999999996]
[1708,4.0761989999999999,9.4096960000000003,0.96569099999999997,0.77943700000000005]
[1709,4.0773659999999996,9.4146850000000004,0.96568699999999996,0.77941300000000002]
[1710,4.0785330000000002,9.4196749999999998,0.96568399999999999,0.77938799999999997]
[1711,4.0796989999999997,9.4246639999999999,0.96567999999999998,0.77936399999999995]
[1712,4.0808650000000002,9.4296530000000001,0.96567700000000001,0.77934000000000003]
[1713,4.0820309999999997,9.4346420000000002,0.965673,0.77931600000000001]
[1714,4.083196,9.4396310000000003,0.965669,0.77929099999999996]
[1715,4.0843619999999996,9.4446200000000005,0.96566600000000002,0.77926700000000004]
[1716,4.0855259999999998,9.4496090000000006,0.96566200000000002,0.77924300000000002]
[1717,4.0866910000000001,9.4545969999999997,0.96565800000000002,0.77921899999999999]
[1718,4.0878550000000002,9.4595859999999998,0.96565500000000004,0.77919400000000005]
[1719,4.0890190000000004,9.4645740000000007,0.96565100000000004,0.77917000000000003]
[1720,4.0901829999999997,9.4695619999999998,0.96564799999999995,0.77914600000000001]
[1721,4.0913459999999997,9.4745500000000007,0.96564399999999995,0.77912199999999998]
[1722,4.0925099999999999,9.4795379999999998,0.96564099999999997,0.77909799999999996]
[1723,4.0936719999999998,9.4845260000000007,0.96563699999999997,0.77907300000000002]
[1724,4.0948349999999998,9.4895130000000005,0.96563299999999996,0.77904899999999999]
[1725,4.0959969999999997,9.4945009999999996,0.96562999999999999,0.77902499999999997]
[1726,4.0971590000000004,9.4994879999999995,0.96562599999999998,0.77900100000000005]
[1727,4.0983210000000003,9.5044760000000004,0.96562300000000001,0.77897700000000003]
[1728,4.0994820000000001,9.5094630000000002,0.96561900000000001,0.77895300000000001]
[1729,4.1006429999999998,9.5144500000000001,0.96561600000000003,0.77892899999999998]
[1730,4.1018039999999996,9.5194369999999999,0.96561200000000003,0.77890499999999996]
[1731,4.1029640000000001,9.5244230000000005,0.96560800000000002,0.77888100000000005]
[1732,4.1041239999999997,9.5294100000000004,0.96560500000000005,0.77885700000000002]
[1733,4.1052840000000002,9.5343970000000002,0.96560100000000004,0.778833]
[1734,4.1064439999999998,9.5393830000000008,0.96559799999999996,0.77880899999999997]
[1735,4.1076030000000001,9.5443689999999997,0.96559399999999995,0.77878499999999995]
[1736,4.1087619999999996,9.5493550000000003,0.96559099999999998,0.77876100000000004]
[1737,4.1099209999999999,9.5543410000000009,0.96558699999999997,0.77873700000000001]
[1738,4.1110790000000001,9.5593269999999997,0.965584,0.77871299999999999]
[1739,4.1122370000000004,9.5643130000000003,0.96557999999999999,0.77868899999999996]
[1740,4.1133949999999997,9.5692990000000009,0.96557700000000002,0.77866500000000005]
[1741,4.1145519999999998,9.5742840000000005,0.96557300000000001,0.77864100000000003]
[1742,4.11571,9.579269,0.96557000000000004,0.778617]
[1743,4.1168670000000001,9.5842550000000006,0.96556600000000004,0.77859299999999998]
[1744,4.118023,9.5892400000000002,0.96556200000000003,0.77856999999999998]
[1745,4.1191800000000001,9.5942249999999998,0.96555899999999995,0.77854599999999996]
[1746,4.120336,9.5992099999999994,0.96555500000000005,0.77852200000000005]
[1747,4.1214909999999998,9.6041939999999997,0.96555199999999997,0.77849800000000002]
[1748,4.1226469999999997,9.6091789999999992,0.96554799999999996,0.778474]
[1749,4.1238020000000004,9.6141629999999996,0.96554499999999999,0.77844999999999998]
[1750,4.1249570000000002,9.6191479999999991,0.96554099999999998,0.77842699999999998]
[1751,4.1261109999999999,9.6241319999999995,0.96553800000000001,0.77840299999999996]
[1752,4.1272659999999997,9.6291159999999998,0.965534,0.77837900000000004]
[1753,4.1284200000000002,9.6341000000000001,0.96553100000000003,0.77835500000000002]
[1754,4.1295739999999999,9.6390840000000004,0.96552700000000002,0.77833200000000002]
[1755,4.1307270000000003,9.6440669999999997,0.96552400000000005,0.778308]
[1756,4.1318799999999998,9.649051,0.96552099999999996,0.77828399999999998]
[1757,4.1330330000000002,9.6540339999999993,0.96551699999999996,0.77826099999999998]
[1758,4.1341859999999997,9.6590179999999997,0.96551399999999998,0.77823699999999996]
[1759,4.135338,9.6640010000000007,0.96550999999999998,0.77821300000000004]
[1760,4.1364900000000002,9.668984,0.965507,0.77819000000000005]
[1761,4.1376419999999996,9.6739669999999993,0.965503,0.77816600000000002]
[1762,4.1387929999999997,9.6789500000000004,0.96550000000000002,0.778142]
[1763,4.1399439999999998,9.6839320000000004,0.96549600000000002,0.77811900000000001]
[1764,4.141095,9.6889149999999997,0.96549300000000005,0.77809499999999998]
[1765,4.1422460000000001,9.6938969999999998,0.96548900000000004,0.77807199999999999]
[1766,4.1433960000000001,9.6988789999999998,0.96548599999999996,0.77804799999999996]
[1767,4.1445460000000001,9.7038609999999998,0.96548199999999995,0.77802400000000005]
[1768,4.145696,9.7088429999999999,0.96547899999999998,0.77800100000000005]
[1769,4.1468449999999999,9.7138249999999999,0.965476,0.77797700000000003]
[1770,4.1479939999999997,9.718807,0.965472,0.77795400000000003]
[1771,4.1491429999999996,9.723789,0.96546900000000002,0.77793000000000001]
[1772,4.1502920000000003,9.7287700000000008,0.96546500000000002,0.77790700000000002]
[1773,4.15144,9.7337520000000008,0.96546200000000004,0.77788299999999999]
[1774,4.1525879999999997,9.7387329999999999,0.96545800000000004,0.77786]
[1775,4.1537360000000003,9.7437140000000007,0.96545499999999995,0.77783599999999997]
[1776,4.1548829999999999,9.7486949999999997,0.96545099999999995,0.77781299999999998]
[1777,4.1560300000000003,9.7536760000000005,0.96544799999999997,0.77778999999999998]
[1778,4.1571769999999999,9.7586560000000002,0.965445,0.77776599999999996]
[1779,4.1583240000000004,9.7636369999999992,0.96544099999999999,0.77774299999999996]
[1780,4.1594699999999998,9.7686170000000008,0.96543800000000002,0.77771900000000005]
[1781,4.1606160000000001,9.7735979999999998,0.96543400000000001,0.77769600000000005]
[1782,4.1617620000000004,9.7785779999999995,0.96543100000000004,0.77767299999999995]
[1783,4.1629079999999998,9.7835579999999993,0.96542799999999995,0.77764900000000003]
[1784,4.164053,9.7885380000000008,0.96542399999999995,0.77762600000000004]
[1785,4.1651980000000002,9.7935169999999996,0.96542099999999997,0.77760300000000004]
[1786,4.1663420000000002,9.7984969999999993,0.96541699999999997,0.77757900000000002]
[1787,4.1674870000000004,9.8034770000000009,0.96541399999999999,0.77755600000000002]
[1788,4.1686310000000004,9.8084559999999996,0.96541100000000002,0.77753300000000003]
[1789,4.1697749999999996,9.8134350000000001,0.96540700000000002,0.77751000000000003]
[1790,4.1709180000000003,9.8184140000000006,0.96540400000000004,0.77748600000000001]
[1791,4.1720610000000002,9.8233929999999994,0.96540000000000004,0.77746300000000002]
[1792,4.1732040000000001,9.8283719999999999,0.96539699999999995,0.77744000000000002]
[1793,4.174347,9.8333510000000004,0.96539399999999997,0.77741700000000002]
[1794,4.1754889999999998,9.8383299999999991,0.96538999999999997,0.777393]
[1795,4.1766310000000004,9.8433080000000004,0.965387,0.77737000000000001]
[1796,4.1777730000000002,9.8482859999999999,0.96538400000000002,0.77734700000000001]
[1797,4.1789149999999999,9.8532650000000004,0.96538000000000002,0.77732400000000001]
[1798,4.1800560000000004,9.8582429999999999,0.96537700000000004,0.77730100000000002]
[1799,4.1811970000000001,9.8632209999999993,0.96537300000000004,0.77727800000000002]
[1800,4.1823379999999997,9.8681979999999996,0.96536999999999995,0.777254]
[1801,4.183478,9.8731760000000008,0.96536699999999998,0.77723100000000001]
[1802,4.1846189999999996,9.8781540000000003,0.96536299999999997,0.77720800000000001]
[1803,4.1857579999999999,9.8831310000000006,0.96536,0.77718500000000001]
[1804,4.1868980000000002,9.8881080000000008,0.96535700000000002,0.77716200000000002]
[1805,4.1880369999999996,9.8930849999999992,0.96535300000000002,0.77713900000000002]
[1806,4.1891769999999999,9.8980619999999995,0.96535000000000004,0.77711600000000003]
[1807,4.190315,9.9030389999999997,0.96534699999999996,0.77709300000000003]
[1808,4.1914540000000002,9.9080159999999999,0.96534299999999995,0.77707000000000004]
[1809,4.1925920000000003,9.9129930000000002,0.96533999999999998,0.77704700000000004]
[1810,4.1937300000000004,9.9179689999999994,0.965337,0.77702400000000005]
[1811,4.1948679999999996,9.9229450000000003,0.965333,0.77700100000000005]
[1812,4.1960050000000004,9.9279220000000006,0.96533000000000002,0.77697799999999995]
[1813,4.1971420000000004,9.9328979999999998,0.96532700000000005,0.77695499999999995]
[1814,4.1982790000000003,9.9378740000000008,0.96532300000000004,0.77693199999999996]
[1815,4.1994160000000003,9.94285,0.96531999999999996,0.77690899999999996]
[1816,4.2005520000000001,9.9478249999999999,0.96531699999999998,0.77688599999999997]
[1817,4.2016879999999999,9.9528009999999991,0.96531299999999998,0.77686299999999997]
[1818,4.2028239999999997,9.9577760000000008,0.96531,0.77683999999999997]
[1819,4.2039600000000004,9.9627510000000008,0.96530700000000003,0.77681699999999998]
[1820,4.205095,9.967727,0.96530400000000005,0.77679399999999998]
[1821,4.2062299999999997,9.972702,0.96530000000000005,0.77677200000000002]
[1822,4.2073640000000001,9.9776769999999999,0.96529699999999996,0.77674900000000002]
[1823,4.2084989999999998,9.9826510000000006,0.96529399999999999,0.77672600000000003]
[1824,4.2096330000000002,9.9876260000000006,0.96528999999999998,0.77670300000000003]
[1825,4.2107669999999997,9.9925999999999995,0.96528700000000001,0.77668000000000004]
[1826,4.2119010000000001,9.9975749999999994,0.96528400000000003,0.77665700000000004]
[1827,4.2130340000000004,10.002549,0.96528000000000003,0.77663499999999996]
[1828,4.2141669999999998,10.007523000000001,0.96527700000000005,0.77661199999999997]
[1829,4.2153,10.012497,0.96527399999999997,0.77658899999999997]
[1830,4.2164320000000002,10.017471,0.96527099999999999,0.77656599999999998]
[1831,4.2175640000000003,10.022444999999999,0.96526699999999999,0.77654400000000001]
[1832,4.2186959999999996,10.027418000000001,0.96526400000000001,0.77652100000000002]
[1833,4.2198279999999997,10.032391000000001,0.96526100000000004,0.77649800000000002]
[1834,4.2209599999999998,10.037364999999999,0.96525799999999995,0.77647500000000003]
[1835,4.2220909999999998,10.042338000000001,0.96525399999999995,0.77645299999999995]
[1836,4.2232219999999998,10.047311000000001,0.96525099999999997,0.77642999999999995]
[1837,4.2243519999999997,10.052284,0.96524799999999999,0.77640699999999996]
[1838,4.2254829999999997,10.057257,0.96524500000000002,0.77638499999999999]
[1839,4.2266130000000004,10.062229,0.96524100000000002,0.776362]
[1840,4.2277430000000003,10.067202,0.96523800000000004,0.776339]
[1841,4.228872,10.072174,0.96523499999999995,0.77631700000000003]
[1842,4.2300019999999998,10.077146000000001,0.96523199999999998,0.77629400000000004]
[1843,4.2311310000000004,10.082117999999999,0.96522799999999997,0.77627199999999996]
[1844,4.232259,10.08709,0.965225,0.77624899999999997]
[1845,4.2333879999999997,10.092062,0.96522200000000002,0.77622599999999997]
[1846,4.2345160000000002,10.097034000000001,0.96521900000000005,0.77620400000000001]
[1847,4.2356439999999997,10.102005,0.96521500000000005,0.77618100000000001]
[1848,4.2367720000000002,10.106977000000001,0.96521199999999996,0.77615900000000004]
[1849,4.2378989999999996,10.111948,0.96520899999999998,0.77613600000000005]
[1850,4.239026,10.116918999999999,0.96520600000000001,0.77611399999999997]
[1851,4.2401530000000003,10.12189,0.965202,0.77609099999999998]
[1852,4.2412799999999997,10.126861,0.96519900000000003,0.77606900000000001]
[1853,4.2424059999999999,10.131831999999999,0.96519600000000005,0.77604600000000001]
[1854,4.2435320000000001,10.136801999999999,0.96519299999999997,0.77602400000000005]
[1855,4.2446580000000003,10.141773000000001,0.96518999999999999,0.77600100000000005]
[1856,4.2457839999999996,10.146743000000001,0.96518599999999999,0.77597899999999997]
[1857,4.2469089999999996,10.151713000000001,0.96518300000000001,0.77595599999999998]
[1858,4.2480339999999996,10.156682999999999,0.96518000000000004,0.77593400000000001]
[1859,4.2491589999999997,10.161652999999999,0.96517699999999995,0.77591200000000005]
[1860,4.2502839999999997,10.166623,0.96517399999999998,0.77588900000000005]
[1861,4.2514079999999996,10.171593,0.96516999999999997,0.77586699999999997]
[1862,4.2525320000000004,10.176562000000001,0.965167,0.77584399999999998]
[1863,4.2536560000000003,10.181531,0.96516400000000002,0.77582200000000001]
[1864,4.2547790000000001,10.186501,0.96516100000000005,0.77580000000000005]
[1865,4.2559019999999999,10.191470000000001,0.96515799999999996,0.77577700000000005]
[1866,4.2570249999999996,10.196439,0.96515399999999996,0.77575499999999997]
[1867,4.2581480000000003,10.201408000000001,0.96515099999999998,0.77573300000000001]
[1868,4.2592699999999999,10.206376000000001,0.96514800000000001,0.77571000000000001]
[1869,4.2603920000000004,10.211345,0.96514500000000003,0.77568800000000004]
[1870,4.261514,10.216313,0.96514200000000006,0.77566599999999997]
[1871,4.2626359999999996,10.221282,0.96513800000000005,0.775644]
[1872,4.263757,10.22625,0.96513499999999997,0.775621]
[1873,4.2648780000000004,10.231218,0.96513199999999999,0.77559900000000004]
[1874,4.2659989999999999,10.236186,0.96512900000000001,0.77557699999999996]
[1875,4.2671200000000002,10.241153000000001,0.96512600000000004,0.77555499999999999]
[1876,4.2682399999999996,10.246121,0.96512299999999995,0.775532]
[1877,4.2693599999999998,10.251089,0.96511999999999998,0.77551000000000003]
[1878,4.2704800000000001,10.256055999999999,0.96511599999999997,0.77548799999999996]
[1879,4.2716000000000003,10.261023,0.965113,0.77546599999999999]
[1880,4.2727190000000004,10.26599,0.96511000000000002,0.77544400000000002]
[1881,4.2738379999999996,10.270956999999999,0.96510700000000005,0.77542100000000003]
[1882,4.2749569999999997,10.275924,0.96510399999999996,0.77539899999999995]
[1883,4.2760749999999996,10.280891,0.96510099999999999,0.77537699999999998]
[1884,4.2771939999999997,10.285857,0.96509699999999998,0.77535500000000002]
[1885,4.2783119999999997,10.290823,0.96509400000000001,0.77533300000000005]
[1886,4.2794290000000004,10.29579,0.96509100000000003,0.77531099999999997]
[1887,4.2805470000000003,10.300756,0.96508799999999995,0.77528900000000001]
[1888,4.2816640000000001,10.305721999999999,0.96508499999999997,0.77526700000000004]
[1889,4.2827809999999999,10.310688000000001,0.965082,0.77524499999999996]
[1890,4.2838979999999998,10.315652999999999,0.96507900000000002,0.775223]
[1891,4.2850140000000003,10.320619000000001,0.96507600000000004,0.77520100000000003]
[1892,4.2861310000000001,10.325583999999999,0.96507200000000004,0.77517899999999995]
[1893,4.2872459999999997,10.330550000000001,0.96506899999999995,0.77515699999999998]
[1894,4.2883620000000002,10.335514999999999,0.96506599999999998,0.77513500000000002]
[1895,4.2894779999999999,10.340479999999999,0.965063,0.77511300000000005]
[1896,4.2905930000000003,10.345445,0.96506000000000003,0.77509099999999997]
[1897,4.2917079999999999,10.350409000000001,0.96505700000000005,0.77506900000000001]
[1898,4.2928220000000001,10.355373999999999,0.96505399999999997,0.77504700000000004]
[1899,4.2939369999999997,10.360338,0.96505099999999999,0.77502499999999996]
[1900,4.295051,10.365303000000001,0.96504800000000002,0.775003]
[1901,4.2961650000000002,10.370267,0.96504400000000001,0.77498100000000003]
[1902,4.2972789999999996,10.375230999999999,0.96504100000000004,0.77495899999999995]
[1903,4.2983919999999998,10.380195000000001,0.96503799999999995,0.77493699999999999]
[1904,4.2995049999999999,10.385159,0.96503499999999998,0.77491500000000002]
[1905,4.3006180000000001,10.390122,0.965032,0.77489300000000005]
[1906,4.3017310000000002,10.395085999999999,0.96502900000000003,0.77487099999999998]
[1907,4.3028430000000002,10.400048999999999,0.96502600000000005,0.77485000000000004]
[1908,4.3039550000000002,10.405011999999999,0.96502299999999996,0.77482799999999996]
[1909,4.3050670000000002,10.409976,0.96501999999999999,0.77480599999999999]
[1910,4.3061790000000002,10.414939,0.96501700000000001,0.77478400000000003]
[1911,4.3072900000000001,10.419900999999999,0.96501400000000004,0.77476199999999995]
[1912,4.3084009999999999,10.424863999999999,0.96501099999999995,0.77473999999999998]
[1913,4.3095119999999998,10.429827,0.96500699999999995,0.77471900000000005]
[1914,4.3106229999999996,10.434789,0.96500399999999997,0.77469699999999997]
[1915,4.3117330000000003,10.439750999999999,0.965001,0.774675]
[1916,4.312843,10.444713,0.96499800000000002,0.77465300000000004]
[1917,4.3139529999999997,10.449674999999999,0.96499500000000005,0.77463199999999999]
[1918,4.3150630000000003,10.454637,0.96499199999999996,0.77461000000000002]
[1919,4.3161719999999999,10.459599000000001,0.96498899999999999,0.77458800000000005]
[1920,4.3172810000000004,10.464561,0.96498600000000001,0.77456599999999998]
[1921,4.31839,10.469522,0.96498300000000004,0.77454500000000004]
[1922,4.3194980000000003,10.474482999999999,0.96497999999999995,0.77452299999999996]
[1923,4.3206069999999999,10.479444000000001,0.96497699999999997,0.774501]
[1924,4.3217150000000002,10.484405000000001,0.964974,0.77447999999999995]
[1925,4.3228229999999996,10.489366,0.96497100000000002,0.77445799999999998]
[1926,4.3239299999999998,10.494327,0.96496800000000005,0.77443600000000001]
[1927,4.3250380000000002,10.499288,0.96496499999999996,0.77441499999999996]
[1928,4.3261450000000004,10.504248,0.96496199999999999,0.774393]
[1929,4.3272519999999997,10.509207999999999,0.96495900000000001,0.77437199999999995]
[1930,4.3283579999999997,10.514169000000001,0.96495600000000004,0.77434999999999998]
[1931,4.3294649999999999,10.519129,0.96495299999999995,0.77432800000000002]
[1932,4.3305709999999999,10.524089,0.96494999999999997,0.77430699999999997]
[1933,4.331677,10.529048,0.96494599999999997,0.774285]
[1934,4.3327819999999999,10.534008,0.964943,0.77426399999999995]
[1935,4.333888,10.538968000000001,0.96494000000000002,0.77424199999999999]
[1936,4.3349929999999999,10.543927,0.96493700000000004,0.77422100000000005]
[1937,4.3360979999999998,10.548886,0.96493399999999996,0.77419899999999997]
[1938,4.3372019999999996,10.553845000000001,0.96493099999999998,0.77417800000000003]
[1939,4.3383070000000004,10.558804,0.96492800000000001,0.77415599999999996]
[1940,4.3394110000000001,10.563763,0.96492500000000003,0.77413500000000002]
[1941,4.3405149999999999,10.568721999999999,0.96492199999999995,0.77411300000000005]
[1942,4.3416180000000004,10.57368,0.96491899999999997,0.774092]
[1943,4.3427220000000002,10.578639000000001,0.964916,0.77407000000000004]
[1944,4.3438249999999998,10.583596999999999,0.96491300000000002,0.77404899999999999]
[1945,4.3449280000000003,10.588554999999999,0.96491000000000005,0.77402700000000002]
[1946,4.3460299999999998,10.593513,0.96490699999999996,0.77400599999999997]
[1947,4.3471330000000004,10.598471,0.96490399999999998,0.77398500000000003]
[1948,4.3482349999999999,10.603427999999999,0.96490100000000001,0.77396299999999996]
[1949,4.3493370000000002,10.608385999999999,0.96489800000000003,0.77394200000000002]
[1950,4.3504379999999996,10.613343,0.96489499999999995,0.77392000000000005]
[1951,4.35154,10.618301000000001,0.96489199999999997,0.773899]
[1952,4.3526410000000002,10.623258,0.964889,0.77387799999999995]
[1953,4.3537419999999996,10.628215000000001,0.96488600000000002,0.77385599999999999]
[1954,4.3548429999999998,10.633172,0.96488300000000005,0.77383500000000005]
[1955,4.3559429999999999,10.638128,0.96488099999999999,0.773814]
[1956,4.357043,10.643084999999999,0.96487800000000001,0.77379200000000004]
[1957,4.3581430000000001,10.648040999999999,0.96487500000000004,0.77377099999999999]
[1958,4.3592430000000002,10.652998,0.96487199999999995,0.77375000000000005]
[1959,4.3603430000000003,10.657954,0.96486899999999998,0.77372799999999997]
[1960,4.3614420000000003,10.66291,0.964866,0.77370700000000003]
[1961,4.3625410000000002,10.667866,0.96486300000000003,0.77368599999999998]
[1962,4.3636400000000002,10.672821000000001,0.96486000000000005,0.77366500000000005]
[1963,4.364738,10.677777000000001,0.96485699999999996,0.77364299999999997]
[1964,4.3658359999999998,10.682733000000001,0.96485399999999999,0.77362200000000003]
[1965,4.3669339999999996,10.687688,0.96485100000000001,0.77360099999999998]
[1966,4.3680320000000004,10.692643,0.96484800000000004,0.77358000000000005]
[1967,4.3691300000000002,10.697597999999999,0.96484499999999995,0.773559]
[1968,4.3702269999999999,10.702553,0.96484199999999998,0.77353700000000003]
[1969,4.3713240000000004,10.707508000000001,0.964839,0.77351599999999998]
[1970,4.3724210000000001,10.712462,0.96483600000000003,0.77349500000000004]
[1971,4.3735169999999997,10.717416999999999,0.96483300000000005,0.77347399999999999]
[1972,4.3746140000000002,10.722371000000001,0.96482999999999997,0.77345299999999995]
[1973,4.3757099999999998,10.727325,0.96482699999999999,0.77343200000000001]
[1974,4.3768060000000002,10.732279,0.96482400000000001,0.77341000000000004]
[1975,4.3779009999999996,10.737233,0.96482100000000004,0.77338899999999999]
[1976,4.378997,10.742186999999999,0.96481899999999998,0.77336800000000006]
[1977,4.3800920000000003,10.747140999999999,0.96481600000000001,0.77334700000000001]
[1978,4.3811869999999997,10.752094,0.96481300000000003,0.77332599999999996]
[1979,4.3822809999999999,10.757047999999999,0.96480999999999995,0.77330500000000002]
[1980,4.3833760000000002,10.762001,0.96480699999999997,0.77328399999999997]
[1981,4.3844700000000003,10.766954,0.96480399999999999,0.77326300000000003]
[1982,4.3855639999999996,10.771907000000001,0.96480100000000002,0.77324199999999998]
[1983,4.3866579999999997,10.776859999999999,0.96479800000000004,0.77322100000000005]
[1984,4.3877509999999997,10.781812,0.96479499999999996,0.7732]
[1985,4.3888439999999997,10.786765000000001,0.96479199999999998,0.77317899999999995]
[1986,4.3899369999999998,10.791717,0.96478900000000001,0.77315800000000001]
[1987,4.3910299999999998,10.796669,0.96478600000000003,0.77313699999999996]
[1988,4.3921219999999996,10.801621000000001,0.96478399999999997,0.77311600000000003]
[1989,4.3932149999999996,10.806573,0.964781,0.77309499999999998]
[1990,4.3943070000000004,10.811525,0.96477800000000002,0.77307400000000004]
[1991,4.3953990000000003,10.816477000000001,0.96477500000000005,0.77305299999999999]
[1992,4.39649,10.821427999999999,0.96477199999999996,0.77303200000000005]
[1993,4.3975809999999997,10.82638,0.96476899999999999,0.773011]
[1994,4.3986720000000004,10.831331,0.96476600000000001,0.77298999999999995]
[1995,4.3997630000000001,10.836282000000001,0.96476300000000004,0.77296900000000002]
[1996,4.4008539999999998,10.841233000000001,0.96475999999999995,0.77294799999999997]
[1997,4.4019440000000003,10.846183999999999,0.964758,0.77292799999999995]
[1998,4.4030339999999999,10.851134999999999,0.96475500000000003,0.77290700000000001]
[1999,4.4041240000000004,10.856085,0.96475200000000005,0.77288599999999996]
[2000,4.405214,10.861036,0.96474899999999997,0.77286500000000002]
[2001,4.4063030000000003,10.865985999999999,0.96474599999999999,0.77284399999999998]
[2002,4.4073929999999999,10.870936,0.96474300000000002,0.77282300000000004]
[2003,4.4084820000000002,10.875885999999999,0.96474000000000004,0.77280199999999999]
[2004,4.4095700000000004,10.880836,0.96473699999999996,0.77278199999999997]
[2005,4.4106589999999999,10.885785,0.96473500000000001,0.77276100000000003]
[2006,4.4117470000000001,10.890734999999999,0.96473200000000003,0.77273999999999998]
[2007,4.4128350000000003,10.895683999999999,0.96472899999999995,0.77271900000000004]
[2008,4.4139229999999996,10.900634,0.96472599999999997,0.77269900000000002]
[2009,4.4150099999999997,10.905583,0.964723,0.77267799999999998]
[2010,4.4160979999999999,10.910532,0.96472000000000002,0.77265700000000004]
[2011,4.4171849999999999,10.915481,0.96471700000000005,0.77263599999999999]
[2012,4.418272,10.920429,0.96471499999999999,0.77261599999999997]
[2013,4.4193579999999999,10.925378,0.96471200000000001,0.77259500000000003]
[2014,4.420445,10.930326000000001,0.96470900000000004,0.77257399999999998]
[2015,4.4215309999999999,10.935275000000001,0.96470599999999995,0.77255300000000005]
[2016,4.4226169999999998,10.940223,0.96470299999999998,0.77253300000000003]
[2017,4.4237029999999997,10.945171,0.9647,0.77251199999999998]
[2018,4.4247880000000004,10.950118,0.96469700000000003,0.77249100000000004]
[2019,4.4258730000000002,10.955066,0.96469499999999997,0.77247100000000002]
[2020,4.4269579999999999,10.960013999999999,0.96469199999999999,0.77244999999999997]
[2021,4.4280429999999997,10.964961000000001,0.96468900000000002,0.77242900000000003]
[2022,4.4291280000000004,10.969908,0.96468600000000004,0.77240900000000001]
[2023,4.430212,10.974856000000001,0.96468299999999996,0.77238799999999996]
[2024,4.4312959999999997,10.979803,0.96467999999999998,0.77236800000000005]
[2025,4.4323800000000002,10.984749000000001,0.96467800000000004,0.77234700000000001]
[2026,4.4334629999999997,10.989696,0.96467499999999995,0.77232599999999996]
[2027,4.4345470000000002,10.994643,0.96467199999999997,0.77230600000000005]
[2028,4.4356299999999997,10.999589,0.964669,0.772285]
[2029,4.4367130000000001,11.004535000000001,0.96466600000000002,0.77226499999999998]
[2030,4.4377950000000004,11.009482,0.96466399999999997,0.77224400000000004]
[2031,4.4388779999999999,11.014428000000001,0.96466099999999999,0.77222400000000002]
[2032,4.4399600000000001,11.019373,0.96465800000000002,0.77220299999999997]
[2033,4.4410420000000004,11.024319,0.96465500000000004,0.77218299999999995]
[2034,4.4421239999999997,11.029265000000001,0.96465199999999995,0.77216200000000002]
[2035,4.4432049999999998,11.03421,0.96464899999999998,0.772142]
[2036,4.4442870000000001,11.039154999999999,0.96464700000000003,0.77212099999999995]
[2037,4.4453680000000002,11.044101,0.96464399999999995,0.77210100000000004]
[2038,4.4464490000000003,11.049046000000001,0.96464099999999997,0.77207999999999999]
[2039,4.4475290000000003,11.053990000000001,0.964638,0.77205999999999997]
[2040,4.4486100000000004,11.058935,0.96463500000000002,0.77203900000000003]
[2041,4.4496900000000004,11.063879999999999,0.96463299999999996,0.77201900000000001]
[2042,4.4507700000000003,11.068823999999999,0.96462999999999999,0.77199799999999996]
[2043,4.4518490000000002,11.073767999999999,0.96462700000000001,0.77197800000000005]
[2044,4.4529290000000001,11.078713,0.96462400000000004,0.77195800000000003]
[2045,4.454008,11.083657000000001,0.96462199999999998,0.77193699999999998]
[2046,4.4550869999999998,11.0886,0.964619,0.77191699999999996]
[2047,4.4561659999999996,11.093544,0.96461600000000003,0.77189600000000003]
[2048,4.4572450000000003,11.098488,0.96461300000000005,0.77187600000000001]
[2049,4.458323,11.103431,0.96460999999999997,0.77185599999999999]
[2050,4.4594009999999997,11.108374,0.96460800000000002,0.77183500000000005]
[2051,4.4604790000000003,11.113318,0.96460500000000005,0.77181500000000003]
[2052,4.461557,11.118261,0.96460199999999996,0.77179500000000001]
[2053,4.4626340000000004,11.123203,0.96459899999999998,0.77177399999999996]
[2054,4.463711,11.128145999999999,0.96459700000000004,0.77175400000000005]
[2055,4.4647880000000004,11.133089,0.96459399999999995,0.77173400000000003]
[2056,4.465865,11.138031,0.96459099999999998,0.77171299999999998]
[2057,4.4669420000000004,11.142974000000001,0.964588,0.77169299999999996]
[2058,4.4680179999999998,11.147916,0.96458500000000003,0.77167300000000005]
[2059,4.4690940000000001,11.152858,0.96458299999999997,0.77165300000000003]
[2060,4.4701700000000004,11.1578,0.96457999999999999,0.77163199999999998]
[2061,4.4712449999999997,11.162741,0.96457700000000002,0.77161199999999996]
[2062,4.472321,11.167683,0.96457400000000004,0.77159199999999994]
[2063,4.4733960000000002,11.172624000000001,0.96457199999999998,0.77157200000000004]
[2064,4.4744710000000003,11.177566000000001,0.96456900000000001,0.77155099999999999]
[2065,4.4755459999999996,11.182506999999999,0.96456600000000003,0.77153099999999997]
[2066,4.4766199999999996,11.187448,0.96456299999999995,0.77151099999999995]
[2067,4.4776949999999998,11.192389,0.964561,0.77149100000000004]
[2068,4.4787689999999998,11.197329,0.96455800000000003,0.77147100000000002]
[2069,4.4798419999999997,11.20227,0.96455500000000005,0.771451]
[2070,4.4809159999999997,11.20721,0.96455299999999999,0.77142999999999995]
[2071,4.4819889999999996,11.212149999999999,0.96455000000000002,0.77141000000000004]
[2072,4.4830629999999996,11.217091,0.96454700000000004,0.77139000000000002]
[2073,4.4841360000000003,11.222030999999999,0.96454399999999996,0.77137]
[2074,4.4852080000000001,11.22697,0.96454200000000001,0.77134999999999998]
[2075,4.486281,11.231909999999999,0.96453900000000004,0.77132999999999996]
[2076,4.4873529999999997,11.23685,0.96453599999999995,0.77131000000000005]
[2077,4.4884250000000003,11.241789000000001,0.96453299999999997,0.77129000000000003]
[2078,4.4894970000000001,11.246727999999999,0.96453100000000003,0.77127000000000001]
[2079,4.4905689999999998,11.251668,0.96452800000000005,0.77124899999999996]
[2080,4.4916400000000003,11.256607000000001,0.96452499999999997,0.77122900000000005]
[2081,4.4927109999999999,11.261545,0.96452300000000002,0.77120900000000003]
[2082,4.4937820000000004,11.266484,0.96452000000000004,0.77118900000000001]
[2083,4.494853,11.271423,0.96451699999999996,0.77116899999999999]
[2084,4.4959230000000003,11.276361,0.96451399999999998,0.77114899999999997]
[2085,4.4969939999999999,11.281299000000001,0.96451200000000004,0.77112899999999995]
[2086,4.4980640000000003,11.286237,0.96450899999999995,0.77110900000000004]
[2087,4.4991339999999997,11.291175000000001,0.96450599999999997,0.77108900000000002]
[2088,4.500203,11.296113,0.96450400000000003,0.771069]
[2089,4.5012730000000003,11.301050999999999,0.96450100000000005,0.77104899999999998]
[2090,4.5023419999999996,11.305989,0.96449799999999997,0.77102899999999996]
[2091,4.5034109999999998,11.310926,0.96449499999999999,0.77100900000000006]
[2092,4.50448,11.315863,0.96449300000000004,0.77098900000000004]
[2093,4.5055480000000001,11.3208,0.96448999999999996,0.77097000000000004]
[2094,4.5066160000000002,11.325737,0.96448699999999998,0.77095000000000002]
[2095,4.5076840000000002,11.330674,0.96448500000000004,0.77093]
[2096,4.5087520000000003,11.335611,0.96448199999999995,0.77090999999999998]
[2097,4.5098200000000004,11.340547000000001,0.96447899999999998,0.77088999999999996]
[2098,4.5108870000000003,11.345484000000001,0.96447700000000003,0.77087000000000006]
[2099,4.5119550000000004,11.35042,0.96447400000000005,0.77085000000000004]
[2100,4.5130220000000003,11.355356,0.96447099999999997,0.77083000000000002]
[2101,4.5140880000000001,11.360291999999999,0.96446900000000002,0.77081]
[2102,4.515155,11.365228,0.96446600000000005,0.770791]
[2103,4.5162209999999998,11.370164000000001,0.96446299999999996,0.77077099999999998]
[2104,4.5172869999999996,11.375099000000001,0.96446100000000001,0.77075099999999996]
[2105,4.5183530000000003,11.380034,0.96445800000000004,0.77073100000000005]
[2106,4.5194190000000001,11.384969999999999,0.96445499999999995,0.77071100000000003]
[2107,4.5204839999999997,11.389905000000001,0.964453,0.77069100000000001]
[2108,4.5215500000000004,11.39484,0.96445000000000003,0.77067200000000002]
[2109,4.5226150000000001,11.399775,0.96444700000000005,0.770652]
[2110,4.5236799999999997,11.404709,0.964445,0.77063199999999998]
[2111,4.5247440000000001,11.409644,0.96444200000000002,0.77061199999999996]
[2112,4.5258089999999997,11.414578000000001,0.96443900000000005,0.77059299999999997]
[2113,4.5268730000000001,11.419511999999999,0.96443699999999999,0.77057299999999995]
[2114,4.5279369999999997,11.424446,0.96443400000000001,0.77055300000000004]
[2115,4.5289999999999999,11.42938,0.96443100000000004,0.77053300000000002]
[2116,4.5300640000000003,11.434314000000001,0.96442899999999998,0.77051400000000003]
[2117,4.5311269999999997,11.439247999999999,0.96442600000000001,0.77049400000000001]
[2118,4.5321899999999999,11.444181,0.96442300000000003,0.77047399999999999]
[2119,4.5332530000000002,11.449115000000001,0.96442099999999997,0.770455]
[2120,4.5343159999999996,11.454048,0.964418,0.77043499999999998]
[2121,4.5353779999999997,11.458981,0.96441500000000002,0.77041499999999996]
[2122,4.5364409999999999,11.463914000000001,0.96441299999999996,0.77039599999999997]
[2123,4.5375030000000001,11.468847,0.96440999999999999,0.77037599999999995]
[2124,4.538564,11.473779,0.96440800000000004,0.77035600000000004]
[2125,4.5396260000000002,11.478712,0.96440499999999996,0.77033700000000005]
[2126,4.5406870000000001,11.483644,0.96440199999999998,0.77031700000000003]
[2127,4.5417480000000001,11.488576,0.96440000000000003,0.77029700000000001]
[2128,4.5428090000000001,11.493508,0.96439699999999995,0.77027800000000002]
[2129,4.5438700000000001,11.49844,0.96439399999999997,0.770258]
[2130,4.5449310000000001,11.503372000000001,0.96439200000000003,0.77023900000000001]
[2131,4.5459909999999999,11.508304000000001,0.96438900000000005,0.77021899999999999]
[2132,4.5470509999999997,11.513235,0.96438699999999999,0.77019899999999997]
[2133,4.5481109999999996,11.518166000000001,0.96438400000000002,0.77017999999999998]
[2134,4.5491710000000003,11.523097999999999,0.96438100000000004,0.77015999999999996]
[2135,4.55023,11.528029,0.96437899999999999,0.77014099999999996]
[2136,4.5512889999999997,11.532959999999999,0.96437600000000001,0.77012100000000006]
[2137,4.5523480000000003,11.537890000000001,0.96437300000000004,0.77010199999999995]
[2138,4.553407,11.542821,0.96437099999999998,0.77008200000000004]
[2139,4.5544659999999997,11.547751,0.964368,0.77006300000000005]
[2140,4.5555240000000001,11.552682000000001,0.96436599999999995,0.77004300000000003]
[2141,4.5565819999999997,11.557612000000001,0.96436299999999997,0.77002400000000004]
[2142,4.5576400000000001,11.562542000000001,0.96435999999999999,0.77000400000000002]
[2143,4.5586979999999997,11.567472,0.96435800000000005,0.76998500000000003]
[2144,4.5597560000000001,11.572402,0.96435499999999996,0.76996500000000001]
[2145,4.5608129999999996,11.577330999999999,0.96435300000000002,0.76994600000000002]
[2146,4.5618699999999999,11.582261000000001,0.96435000000000004,0.769926]
[2147,4.5629270000000002,11.58719,0.96434699999999995,0.76990700000000001]
[2148,4.5639839999999996,11.592119,0.96434500000000001,0.76988800000000002]
[2149,4.5650399999999998,11.597047999999999,0.96434200000000003,0.769868]
[2150,4.5660959999999999,11.601977,0.96433999999999997,0.76984900000000001]
[2151,4.5671520000000001,11.606906,0.964337,0.76982899999999999]
[2152,4.5682080000000003,11.611834,0.96433400000000002,0.76980999999999999]
[2153,4.5692640000000004,11.616763000000001,0.96433199999999997,0.769791]
[2154,4.5703189999999996,11.621691,0.96432899999999999,0.76977099999999998]
[2155,4.5713749999999997,11.626619,0.96432700000000005,0.76975199999999999]
[2156,4.5724299999999998,11.631546999999999,0.96432399999999996,0.76973199999999997]
[2157,4.5734839999999997,11.636475000000001,0.96432200000000001,0.76971299999999998]
[2158,4.5745389999999997,11.641401999999999,0.96431900000000004,0.76969399999999999]
[2159,4.5755929999999996,11.646330000000001,0.96431599999999995,0.76967399999999997]
[2160,4.5766470000000004,11.651256999999999,0.964314,0.76965499999999998]
[2161,4.5777010000000002,11.656185000000001,0.96431100000000003,0.76963599999999999]
[2162,4.5787550000000001,11.661111999999999,0.96430899999999997,0.76961599999999997]
[2163,4.579809,11.666039,0.964306,0.76959699999999998]
[2164,4.5808619999999998,11.670966,0.96430400000000005,0.76957799999999998]
[2165,4.5819150000000004,11.675891999999999,0.96430099999999996,0.76955899999999999]
[2166,4.5829680000000002,11.680819,0.96429799999999999,0.76953899999999997]
[2167,4.5840209999999999,11.685745000000001,0.96429600000000004,0.76951999999999998]
[2168,4.5850730000000004,11.690671,0.96429299999999996,0.76950099999999999]
[2169,4.5861260000000001,11.695596999999999,0.96429100000000001,0.769482]
[2170,4.5871779999999998,11.700523,0.96428800000000003,0.76946199999999998]
[2171,4.5882300000000003,11.705449,0.96428599999999998,0.76944299999999999]
[2172,4.5892809999999997,11.710375000000001,0.964283,0.769424]
[2173,4.5903330000000002,11.715299999999999,0.96428100000000005,0.76940500000000001]
[2174,4.5913839999999997,11.720226,0.96427799999999997,0.76938600000000001]
[2175,4.592435,11.725151,0.96427499999999999,0.76936599999999999]
[2176,4.5934860000000004,11.730076,0.96427300000000005,0.769347]
[2177,4.5945369999999999,11.735001,0.96426999999999996,0.76932800000000001]
[2178,4.5955870000000001,11.739926000000001,0.96426800000000001,0.76930900000000002]
[2179,4.5966370000000003,11.74485,0.96426500000000004,0.76929000000000003]
[2180,4.5976869999999996,11.749775,0.96426299999999998,0.76927100000000004]
[2181,4.5987369999999999,11.754699,0.96426000000000001,0.76925100000000002]
[2182,4.5997870000000001,11.759622999999999,0.96425799999999995,0.76923200000000003]
[2183,4.6008360000000001,11.764547,0.96425499999999997,0.76921300000000004]
[2184,4.6018850000000002,11.769470999999999,0.96425300000000003,0.76919400000000004]
[2185,4.6029340000000003,11.774395,0.96425000000000005,0.76917500000000005]
[2186,4.6039830000000004,11.779318999999999,0.96424799999999999,0.76915599999999995]
[2187,4.6050319999999996,11.784242000000001,0.96424500000000002,0.76913699999999996]
[2188,4.6060800000000004,11.789165000000001,0.96424299999999996,0.76911799999999997]
[2189,4.6071280000000003,11.794089,0.96423999999999999,0.76909899999999998]
[2190,4.6081760000000003,11.799011999999999,0.96423800000000004,0.76907999999999999]
[2191,4.6092240000000002,11.803934,0.96423499999999995,0.76906099999999999]
[2192,4.6102720000000001,11.808857,0.96423199999999998,0.769042]
[2193,4.6113189999999999,11.81378,0.96423000000000003,0.76902199999999998]
[2194,4.6123659999999997,11.818702,0.96422699999999995,0.76900299999999999]
[2195,4.6134130000000004,11.823625,0.964225,0.768984]
[2196,4.6144600000000002,11.828547,0.96422200000000002,0.76896500000000001]
[2197,4.6155059999999999,11.833468999999999,0.96421999999999997,0.76894600000000002]
[2198,4.6165529999999997,11.83839,0.96421699999999999,0.76892700000000003]
[2199,4.6175990000000002,11.843311999999999,0.96421500000000004,0.76890800000000004]
[2200,4.6186449999999999,11.848234,0.96421199999999996,0.76888999999999996]
[2201,4.6196900000000003,11.853154999999999,0.96421000000000001,0.76887099999999997]
[2202,4.620736,11.858076000000001,0.96420700000000004,0.76885199999999998]
[2203,4.6217810000000004,11.862997999999999,0.96420499999999998,0.76883299999999999]
[2204,4.6228259999999999,11.867919000000001,0.964202,0.768814]
[2205,4.6238710000000003,11.872839000000001,0.96419999999999995,0.76879500000000001]
[2206,4.6249159999999998,11.87776,0.96419699999999997,0.76877600000000001]
[2207,4.6259610000000002,11.882681,0.96419500000000002,0.76875700000000002]
[2208,4.6270049999999996,11.887601,0.96419200000000005,0.76873800000000003]
[2209,4.6280489999999999,11.892521,0.96418999999999999,0.76871900000000004]
[2210,4.6290930000000001,11.897441000000001,0.96418700000000002,0.76870000000000005]
[2211,4.6301370000000004,11.902361000000001,0.96418499999999996,0.76868099999999995]
[2212,4.6311799999999996,11.907280999999999,0.96418199999999998,0.76866299999999999]
[2213,4.6322229999999998,11.912201,0.96418000000000004,0.76864399999999999]
[2214,4.6332659999999999,11.917120000000001,0.96417799999999998,0.768625]
[2215,4.634309,11.922039,0.964175,0.76860600000000001]
[2216,4.6353520000000001,11.926959,0.96417299999999995,0.76858700000000002]
[2217,4.6363950000000003,11.931877999999999,0.96416999999999997,0.76856800000000003]
[2218,4.6374370000000003,11.936797,0.96416800000000003,0.76854900000000004]
[2219,4.6384790000000002,11.941715,0.96416500000000005,0.76853099999999996]
[2220,4.6395210000000002,11.946634,0.96416299999999999,0.76851199999999997]
[2221,4.6405630000000002,11.951553000000001,0.96416000000000002,0.76849299999999998]
[2222,4.6416040000000001,11.956471000000001,0.96415799999999996,0.76847399999999999]
[2223,4.6426449999999999,11.961389,0.96415499999999998,0.76845600000000003]
[2224,4.6436859999999998,11.966307,0.96415300000000004,0.76843700000000004]
[2225,4.6447269999999996,11.971225,0.96414999999999995,0.76841800000000005]
[2226,4.6457680000000003,11.976143,0.96414800000000001,0.76839900000000005]
[2227,4.6468090000000002,11.981059999999999,0.96414500000000003,0.76838099999999998]
[2228,4.6478489999999999,11.985977999999999,0.96414299999999997,0.76836199999999999]
[2229,4.6488889999999996,11.990895,0.96414100000000003,0.768343]
[2230,4.6499290000000002,11.995812000000001,0.96413800000000005,0.76832400000000001]
[2231,4.6509689999999999,12.000729,0.96413599999999999,0.76830600000000004]
[2232,4.6520080000000004,12.005646,0.96413300000000002,0.76828700000000005]
[2233,4.6530469999999999,12.010562999999999,0.96413099999999996,0.76826799999999995]
[2234,4.6540860000000004,12.015478999999999,0.96412799999999999,0.76824999999999999]
[2235,4.655125,12.020396,0.96412600000000004,0.768231]
[2236,4.6561640000000004,12.025312,0.96412299999999995,0.76821200000000001]
[2237,4.657203,12.030227999999999,0.96412100000000001,0.76819400000000004]
[2238,4.6582410000000003,12.035144000000001,0.96411800000000003,0.76817500000000005]
[2239,4.6592789999999997,12.04006,0.96411599999999997,0.76815599999999995]
[2240,4.660317,12.044976,0.96411400000000003,0.76813799999999999]
[2241,4.6613550000000004,12.049891000000001,0.96411100000000005,0.768119]
[2242,4.6623919999999996,12.054807,0.96410899999999999,0.7681]
[2243,4.6634289999999998,12.059722000000001,0.96410600000000002,0.76808200000000004]
[2244,4.6644670000000001,12.064636999999999,0.96410399999999996,0.76806300000000005]
[2245,4.6655030000000002,12.069552,0.96410099999999999,0.76804499999999998]
[2246,4.6665400000000004,12.074467,0.96409900000000004,0.76802599999999999]
[2247,4.6675769999999996,12.079381,0.96409699999999998,0.768007]
[2248,4.6686129999999997,12.084296,0.96409400000000001,0.76798900000000003]
[2249,4.6696489999999997,12.08921,0.96409199999999995,0.76797000000000004]
[2250,4.6706849999999998,12.094124000000001,0.96408899999999997,0.76795199999999997]
[2251,4.6717209999999998,12.099038,0.96408700000000003,0.76793299999999998]
[2252,4.6727559999999997,12.103952,0.96408400000000005,0.76791500000000001]
[2253,4.6737919999999997,12.108866000000001,0.96408199999999999,0.76789600000000002]
[2254,4.6748269999999996,12.11378,0.96408000000000005,0.76787799999999995]
[2255,4.6758620000000004,12.118693,0.96407699999999996,0.76785899999999996]
[2256,4.6768970000000003,12.123606000000001,0.96407500000000002,0.767841]
[2257,4.6779310000000001,12.12852,0.96407200000000004,0.767822]
[2258,4.678966,12.133433,0.96406999999999998,0.76780400000000004]
[2259,4.68,12.138346,0.96406800000000004,0.76778500000000005]
[2260,4.6810340000000004,12.143257999999999,0.96406499999999995,0.76776699999999998]
[2261,4.6820680000000001,12.148171,0.964063,0.76774799999999999]
[2262,4.6831009999999997,12.153083000000001,0.96406000000000003,0.76773000000000002]
[2263,4.6841350000000004,12.157996000000001,0.96405799999999997,0.76771100000000003]
[2264,4.685168,12.162908,0.96405600000000002,0.76769299999999996]
[2265,4.6862009999999996,12.167820000000001,0.96405300000000005,0.767675]
[2266,4.6872340000000001,12.172732,0.96405099999999999,0.76765600000000001]
[2267,4.6882659999999996,12.177643,0.96404800000000002,0.76763800000000004]
[2268,4.6892990000000001,12.182555000000001,0.96404599999999996,0.76761900000000005]
[2269,4.6903309999999996,12.187466000000001,0.96404400000000001,0.76760099999999998]
[2270,4.6913629999999999,12.192377,0.96404100000000004,0.76758300000000002]
[2271,4.6923950000000003,12.197289,0.96403899999999998,0.76756400000000002]
[2272,4.6934269999999998,12.202199999999999,0.964036,0.76754599999999995]
[2273,4.694458,12.20711,0.96403399999999995,0.76752699999999996]
[2274,4.6954890000000002,12.212021,0.964032,0.767509]
[2275,4.6965199999999996,12.216932,0.96402900000000002,0.76749100000000003]
[2276,4.6975509999999998,12.221842000000001,0.96402699999999997,0.76747200000000004]
[2277,4.698582,12.226751999999999,0.96402399999999999,0.76745399999999997]
[2278,4.6996120000000001,12.231662,0.96402200000000005,0.76743600000000001]
[2279,4.7006430000000003,12.236572000000001,0.96401999999999999,0.76741700000000002]
[2280,4.7016730000000004,12.241482,0.96401700000000001,0.76739900000000005]
[2281,4.7027029999999996,12.246392,0.96401499999999996,0.76738099999999998]
[2282,4.7037329999999997,12.251301,0.96401300000000001,0.76736199999999999]
[2283,4.7047619999999997,12.256209999999999,0.96401000000000003,0.76734400000000003]
[2284,4.7057909999999996,12.26112,0.96400799999999998,0.76732599999999995]
[2285,4.7068209999999997,12.266029,0.964005,0.76730799999999999]
[2286,4.7078499999999996,12.270937999999999,0.96400300000000005,0.767289]
[2287,4.7088780000000003,12.275846,0.964001,0.76727100000000004]
[2288,4.7099070000000003,12.280754999999999,0.96399800000000002,0.76725299999999996]
[2289,4.7109350000000001,12.285663,0.96399599999999996,0.767235]
[2290,4.7119629999999999,12.290571999999999,0.96399400000000002,0.76721600000000001]
[2291,4.7129909999999997,12.29548,0.96399100000000004,0.76719800000000005]
[2292,4.7140190000000004,12.300388,0.96398899999999998,0.76717999999999997]
[2293,4.7150470000000002,12.305296,0.96398700000000004,0.76716200000000001]
[2294,4.7160739999999999,12.310203,0.96398399999999995,0.76714400000000005]
[2295,4.7171019999999997,12.315111,0.96398200000000001,0.76712499999999995]
[2296,4.7181290000000002,12.320017999999999,0.96397999999999995,0.76710699999999998]
[2297,4.7191559999999999,12.324926,0.96397699999999997,0.76708900000000002]
[2298,4.7201820000000003,12.329833000000001,0.96397500000000003,0.76707099999999995]
[2299,4.721209,12.33474,0.96397200000000005,0.76705299999999998]
[2300,4.7222350000000004,12.339646,0.96396999999999999,0.76703500000000002]
[2301,4.7232609999999999,12.344552999999999,0.96396800000000005,0.76701600000000003]
[2302,4.7242870000000003,12.349460000000001,0.96396499999999996,0.76699799999999996]
[2303,4.7253129999999999,12.354366000000001,0.96396300000000001,0.76698]
[2304,4.7263380000000002,12.359272000000001,0.96396099999999996,0.76696200000000003]
[2305,4.7273639999999997,12.364178000000001,0.96395799999999998,0.76694399999999996]
[2306,4.728389,12.369084000000001,0.96395600000000004,0.766926]
[2307,4.7294140000000002,12.373989999999999,0.96395399999999998,0.76690800000000003]
[2308,4.7304389999999996,12.378895999999999,0.963951,0.76688999999999996]
[2309,4.7314629999999998,12.383801,0.96394899999999994,0.766872]
[2310,4.732488,12.388707,0.963947,0.76685400000000004]
[2311,4.7335120000000002,12.393611999999999,0.96394400000000002,0.76683599999999996]
[2312,4.7345360000000003,12.398517,0.96394199999999997,0.76681699999999997]
[2313,4.7355600000000004,12.403422000000001,0.96394000000000002,0.76679900000000001]
[2314,4.7365830000000004,12.408326000000001,0.96393700000000004,0.76678100000000005]
[2315,4.7376069999999997,12.413231,0.96393499999999999,0.76676299999999997]
[2316,4.7386299999999997,12.418134999999999,0.96393300000000004,0.76674500000000001]
[2317,4.7396529999999997,12.42304,0.96392999999999995,0.76672700000000005]
[2318,4.7406759999999997,12.427944,0.96392800000000001,0.76670899999999997]
[2319,4.7416989999999997,12.432848,0.96392599999999995,0.76669100000000001]
[2320,4.7427210000000004,12.437752,0.963924,0.76667300000000005]
[2321,4.7437440000000004,12.442655999999999,0.96392100000000003,0.76665499999999998]
[2322,4.7447660000000003,12.447559,0.96391899999999997,0.76663700000000001]
[2323,4.7457880000000001,12.452463,0.96391700000000002,0.76661900000000005]
[2324,4.7468089999999998,12.457366,0.96391400000000005,0.76660099999999998]
[2325,4.7478309999999997,12.462268999999999,0.96391199999999999,0.76658300000000001]
[2326,4.7488520000000003,12.467172,0.96391000000000004,0.76656599999999997]
[2327,4.7498740000000002,12.472075,0.96390699999999996,0.76654800000000001]
[2328,4.7508949999999999,12.476977,0.96390500000000001,0.76653000000000004]
[2329,4.7519159999999996,12.48188,0.96390299999999995,0.76651199999999997]
[2330,4.752936,12.486782,0.96389999999999998,0.76649400000000001]
[2331,4.7539569999999998,12.491683999999999,0.96389800000000003,0.76647600000000005]
[2332,4.7549770000000002,12.496587,0.96389599999999998,0.76645799999999997]
[2333,4.7559969999999998,12.501488999999999,0.96389400000000003,0.76644000000000001]
[2334,4.7570170000000003,12.50639,0.96389100000000005,0.76642200000000005]
[2335,4.7580369999999998,12.511291999999999,0.963889,0.76640399999999997]
[2336,4.7590560000000002,12.516192999999999,0.96388700000000005,0.76638700000000004]
[2337,4.7600759999999998,12.521095000000001,0.96388399999999996,0.76636899999999997]
[2338,4.7610950000000001,12.525995999999999,0.96388200000000002,0.766351]
[2339,4.7621140000000004,12.530897,0.96387999999999996,0.76633300000000004]
[2340,4.7631329999999998,12.535798,0.96387699999999998,0.76631499999999997]
[2341,4.764151,12.540699,0.96387500000000004,0.76629700000000001]
[2342,4.7651700000000003,12.545598999999999,0.96387299999999998,0.76627900000000004]
[2343,4.7661879999999996,12.5505,0.96387100000000003,0.766262]
[2344,4.7672059999999998,12.555400000000001,0.96386799999999995,0.76624400000000004]
[2345,4.768224,12.5603,0.963866,0.76622599999999996]
[2346,4.7692420000000002,12.565200000000001,0.96386400000000005,0.766208]
[2347,4.7702590000000002,12.5701,0.96386099999999997,0.76619000000000004]
[2348,4.7712760000000003,12.574999999999999,0.96385900000000002,0.76617299999999999]
[2349,4.7722939999999996,12.579898999999999,0.96385699999999996,0.76615500000000003]
[2350,4.7733109999999996,12.584799,0.96385500000000002,0.76613699999999996]
[2351,4.7743270000000004,12.589698,0.96385200000000004,0.76611899999999999]
[2352,4.7753439999999996,12.594597,0.96384999999999998,0.76610199999999995]
[2353,4.7763600000000004,12.599496,0.96384800000000004,0.76608399999999999]
[2354,4.7773770000000004,12.604395,0.96384599999999998,0.76606600000000002]
[2355,4.7783930000000003,12.609292999999999,0.96384300000000001,0.76604799999999995]
[2356,4.7794090000000002,12.614191999999999,0.96384099999999995,0.76603100000000002]
[2357,4.780424,12.61909,0.963839,0.76601300000000005]
[2358,4.7814399999999999,12.623989,0.96383700000000005,0.76599499999999998]
[2359,4.7824549999999997,12.628887000000001,0.96383399999999997,0.76597800000000005]
[2360,4.7834700000000003,12.633785,0.96383200000000002,0.76595999999999997]
[2361,4.7844850000000001,12.638681999999999,0.96382999999999996,0.76594200000000001]
[2362,4.7854999999999999,12.64358,0.96382699999999999,0.76592499999999997]
[2363,4.7865149999999996,12.648477,0.96382500000000004,0.765907]
[2364,4.7875290000000001,12.653375,0.96382299999999999,0.76588900000000004]
[2365,4.7885429999999998,12.658272,0.96382100000000004,0.765872]
[2366,4.7895570000000003,12.663169,0.96381799999999995,0.76585400000000003]
[2367,4.7905709999999999,12.668066,0.96381600000000001,0.76583599999999996]
[2368,4.7915850000000004,12.672962999999999,0.96381399999999995,0.76581900000000003]
[2369,4.7925979999999999,12.677859,0.963812,0.76580099999999995]
[2370,4.7936120000000004,12.682755999999999,0.96380900000000003,0.76578400000000002]
[2371,4.7946249999999999,12.687652,0.96380699999999997,0.76576599999999995]
[2372,4.7956380000000003,12.692548,0.96380500000000002,0.76574799999999998]
[2373,4.7966499999999996,12.697444000000001,0.96380299999999997,0.76573100000000005]
[2374,4.797663,12.70234,0.96380100000000002,0.76571299999999998]
[2375,4.7986750000000002,12.707236,0.96379800000000004,0.76569600000000004]
[2376,4.7996879999999997,12.712130999999999,0.96379599999999999,0.76567799999999997]
[2377,4.8007,12.717026000000001,0.96379400000000004,0.76566000000000001]
[2378,4.8017120000000002,12.721921999999999,0.96379199999999998,0.76564299999999996]
[2379,4.8027230000000003,12.726817,0.96378900000000001,0.765625]
[2380,4.8037349999999996,12.731712,0.96378699999999995,0.76560799999999996]
[2381,4.8047459999999997,12.736606999999999,0.963785,0.76558999999999999]
[2382,4.8057569999999998,12.741501,0.96378299999999995,0.76557299999999995]
[2383,4.8067679999999999,12.746396000000001,0.96377999999999997,0.76555499999999999]
[2384,4.807779,12.751289999999999,0.96377800000000002,0.76553800000000005]
[2385,4.8087900000000001,12.756183999999999,0.96377599999999997,0.76551999999999998]
[2386,4.8098000000000001,12.761077999999999,0.96377400000000002,0.76550300000000004]
[2387,4.81081,12.765972,0.96377199999999996,0.76548499999999997]
[2388,4.81182,12.770866,0.96376899999999999,0.76546800000000004]
[2389,4.8128299999999999,12.77576,0.96376700000000004,0.76544999999999996]
[2390,4.8138399999999999,12.780652999999999,0.96376499999999998,0.76543300000000003]
[2391,4.8148499999999999,12.785546,0.96376300000000004,0.76541499999999996]
[2392,4.8158589999999997,12.79044,0.96375999999999995,0.76539800000000002]
[2393,4.8168680000000004,12.795332999999999,0.963758,0.76538099999999998]
[2394,4.8178770000000002,12.800224999999999,0.96375599999999995,0.76536300000000002]
[2395,4.818886,12.805118,0.963754,0.76534599999999997]
[2396,4.8198949999999998,12.810010999999999,0.96375200000000005,0.76532800000000001]
[2397,4.8209030000000004,12.814902999999999,0.96374899999999997,0.76531099999999996]
[2398,4.8219110000000001,12.819794999999999,0.96374700000000002,0.765293]
[2399,4.8229199999999999,12.824688,0.96374499999999996,0.76527599999999996]
[2400,4.8239270000000003,12.82958,0.96374300000000002,0.76525900000000002]
[2401,4.824935,12.834471000000001,0.96374099999999996,0.76524099999999995]
[2402,4.8259429999999996,12.839363000000001,0.96373799999999998,0.76522400000000002]
[2403,4.8269500000000001,12.844255,0.96373600000000004,0.76520699999999997]
[2404,4.8279569999999996,12.849145999999999,0.96373399999999998,0.76518900000000001]
[2405,4.8289650000000002,12.854037,0.96373200000000003,0.76517199999999996]
[2406,4.8299709999999996,12.858928000000001,0.96372999999999998,0.765154]
[2407,4.830978,12.863818999999999,0.963727,0.76513699999999996]
[2408,4.8319850000000004,12.86871,0.96372500000000005,0.76512000000000002]
[2409,4.8329909999999998,12.873601000000001,0.963723,0.76510199999999995]
[2410,4.8339970000000001,12.878491,0.96372100000000005,0.76508500000000002]
[2411,4.8350030000000004,12.883381,0.96371899999999999,0.76506799999999997]
[2412,4.8360089999999998,12.888272000000001,0.96371600000000002,0.76505100000000004]
[2413,4.8370150000000001,12.893162,0.96371399999999996,0.76503299999999996]
[2414,4.8380200000000002,12.898052,0.96371200000000001,0.76501600000000003]
[2415,4.8390250000000004,12.902941,0.96370999999999996,0.76499899999999998]
[2416,4.8400299999999996,12.907831,0.96370800000000001,0.76498100000000002]
[2417,4.8410349999999998,12.91272,0.96370500000000003,0.76496399999999998]
[2418,4.8420399999999999,12.91761,0.96370299999999998,0.76494700000000004]
[2419,4.843045,12.922499,0.96370100000000003,0.76493]
[2420,4.844049,12.927388000000001,0.96369899999999997,0.76491200000000004]
[2421,4.8450530000000001,12.932276999999999,0.96369700000000003,0.76489499999999999]
[2422,4.8460570000000001,12.937165,0.96369499999999997,0.76487799999999995]
[2423,4.8470610000000001,12.942054000000001,0.96369199999999999,0.76486100000000001]
[2424,4.8480650000000001,12.946942,0.96369000000000005,0.76484300000000005]
[2425,4.8490690000000001,12.951829999999999,0.96368799999999999,0.76482600000000001]
[2426,4.8500719999999999,12.956719,0.96368600000000004,0.76480899999999996]
[2427,4.8510749999999998,12.961607000000001,0.96368399999999999,0.76479200000000003]
[2428,4.8520779999999997,12.966494000000001,0.96368200000000004,0.76477499999999998]
[2429,4.8530810000000004,12.971382,0.96367899999999995,0.76475700000000002]
[2430,4.8540840000000003,12.976269,0.96367700000000001,0.76473999999999998]
[2431,4.855086,12.981157,0.96367499999999995,0.76472300000000004]
[2432,4.8560879999999997,12.986044,0.963673,0.764706]
[2433,4.8570909999999996,12.990931,0.96367100000000006,0.76468899999999995]
[2434,4.8580930000000002,12.995818,0.963669,0.76467200000000002]
[2435,4.8590939999999998,13.000705,0.96366600000000002,0.76465499999999997]
[2436,4.8600960000000004,13.005591000000001,0.96366399999999997,0.76463700000000001]
[2437,4.861097,13.010478000000001,0.96366200000000002,0.76461999999999997]
[2438,4.8620989999999997,13.015364,0.96365999999999996,0.76460300000000003]
[2439,4.8631000000000002,13.020250000000001,0.96365800000000001,0.76458599999999999]
[2440,4.8641009999999998,13.025136,0.96365599999999996,0.76456900000000005]
[2441,4.8651010000000001,13.030022000000001,0.96365299999999998,0.76455200000000001]
[2442,4.8661019999999997,13.034908,0.96365100000000004,0.76453499999999996]
[2443,4.867102,13.039793,0.96364899999999998,0.76451800000000003]
[2444,4.8681029999999996,13.044679,0.96364700000000003,0.76450099999999999]
[2445,4.869103,13.049564,0.96364499999999997,0.76448400000000005]
[2446,4.8701030000000003,13.054449,0.96364300000000003,0.76446599999999998]
[2447,4.8711019999999996,13.059334,0.96364099999999997,0.76444900000000005]
[2448,4.8721019999999999,13.064219,0.96363799999999999,0.764432]
[2449,4.8731010000000001,13.069103999999999,0.96363600000000005,0.76441499999999996]
[2450,4.8741000000000003,13.073988,0.96363399999999999,0.76439800000000002]
[2451,4.8750989999999996,13.078873,0.96363200000000004,0.76438099999999998]
[2452,4.8760979999999998,13.083757,0.96362999999999999,0.76436400000000004]
[2453,4.877097,13.088641000000001,0.96362800000000004,0.764347]
[2454,4.8780950000000001,13.093525,0.96362599999999998,0.76432999999999995]
[2455,4.8790940000000003,13.098409,0.96362300000000001,0.76431300000000002]
[2456,4.8800920000000003,13.103292,0.96362099999999995,0.76429599999999998]
[2457,4.8810900000000004,13.108176,0.963619,0.76427900000000004]
[2458,4.8820880000000004,13.113059,0.96361699999999995,0.764262]
[2459,4.8830850000000003,13.117941999999999,0.963615,0.76424499999999995]
[2460,4.8840830000000004,13.122825000000001,0.96361300000000005,0.76422800000000002]
[2461,4.8850800000000003,13.127708,0.963611,0.76421099999999997]
[2462,4.8860770000000002,13.132591,0.96360900000000005,0.76419400000000004]
[2463,4.8870740000000001,13.137473999999999,0.96360599999999996,0.764177]
[2464,4.8880710000000001,13.142355999999999,0.96360400000000002,0.76416099999999998]
[2465,4.889068,13.147238,0.96360199999999996,0.76414400000000005]
[2466,4.8900639999999997,13.15212,0.96360000000000001,0.764127]
[2467,4.8910609999999997,13.157002,0.96359799999999995,0.76410999999999996]
[2468,4.8920570000000003,13.161884000000001,0.96359600000000001,0.76409300000000002]
[2469,4.8930530000000001,13.166766000000001,0.96359399999999995,0.76407599999999998]
[2470,4.8940479999999997,13.171647,0.963592,0.76405900000000004]
[2471,4.8950440000000004,13.176529,0.96358999999999995,0.764042]
[2472,4.896039,13.18141,0.96358699999999997,0.76402499999999995]
[2473,4.8970349999999998,13.186291000000001,0.96358500000000002,0.76400800000000002]
[2474,4.8980300000000003,13.191172,0.96358299999999997,0.763992]
[2475,4.899025,13.196052999999999,0.96358100000000002,0.76397499999999996]
[2476,4.9000190000000003,13.200934,0.96357899999999996,0.76395800000000003]
[2477,4.901014,13.205814,0.96357700000000002,0.76394099999999998]
[2478,4.9020089999999996,13.210694,0.96357499999999996,0.76392400000000005]
[2479,4.903003,13.215574999999999,0.96357300000000001,0.763907]
[2480,4.9039970000000004,13.220454999999999,0.96357099999999996,0.76388999999999996]
[2481,4.9049909999999999,13.225334999999999,0.96356799999999998,0.76387400000000005]
[2482,4.9059850000000003,13.230214,0.96356600000000003,0.76385700000000001]
[2483,4.9069779999999996,13.235094,0.96356399999999998,0.76383999999999996]
[2484,4.907972,13.239973000000001,0.96356200000000003,0.76382300000000003]
[2485,4.9089650000000002,13.244853000000001,0.96355999999999997,0.76380599999999998]
[2486,4.9099579999999996,13.249732,0.96355800000000003,0.76378999999999997]
[2487,4.9109509999999998,13.254611000000001,0.96355599999999997,0.76377300000000004]
[2488,4.9119429999999999,13.25949,0.96355400000000002,0.76375599999999999]
[2489,4.9129360000000002,13.264367999999999,0.96355199999999996,0.76373899999999995]
[2490,4.9139280000000003,13.269247,0.96355000000000002,0.76372300000000004]
[2491,4.9149209999999997,13.274125,0.96354799999999996,0.763706]
[2492,4.9159129999999998,13.279004,0.96354499999999998,0.76368899999999995]
[2493,4.9169049999999999,13.283882,0.96354300000000004,0.76367200000000002]
[2494,4.9178959999999998,13.28876,0.96354099999999998,0.763656]
[2495,4.9188879999999999,13.293638,0.96353900000000003,0.76363899999999996]
[2496,4.9198789999999999,13.298515,0.96353699999999998,0.76362200000000002]
[2497,4.920871,13.303393,0.96353500000000003,0.76360499999999998]
[2498,4.921862,13.30827,0.96353299999999997,0.76358899999999996]
[2499,4.9228529999999999,13.313147000000001,0.96353100000000003,0.76357200000000003]

{"sheet":"Cable","index":1,"n_rows":2500,"n_cols":5,"rows_kept":2500,"cut":false,"hidden":false,"merged":[]}
["frequency in Hz","Positive Sequence Resistance in p.u.","Zero Sequence Resistance in p.u.","Positive Sequence Inductance in p.u.","Zero Sequence Inductance in p.u."]
[1,0.937079,0.70239600000000002,1.0023690000000001,14.15225]
[2,0.93718800000000002,0.84196899999999997,1.002221,6.661734]
[3,0.937338,0.89653799999999995,1.002151,3.9889929999999998]
[4,0.93753699999999995,0.92198500000000005,1.0021100000000001,2.821364]
[5,0.93778499999999998,0.93586100000000005,1.002081,2.2200139999999999]
[6,0.93808599999999998,0.94433599999999995,1.002057,1.872312]
[7,0.93843699999999997,0.94996700000000001,1.002035,1.6538390000000001]
[8,0.93884100000000004,0.953959,1.002013,1.50779]
[9,0.93929700000000005,0.95694400000000002,1.001992,1.4053800000000001]
[10,0.939805,0.95927499999999999,1.00197,1.3308]
[11,0.94036399999999998,0.96116500000000005,1.0019469999999999,1.274794]
[12,0.94097600000000003,0.96274999999999999,1.0019229999999999,1.2316530000000001]
[13,0.94163799999999998,0.964117,1.001898,1.197705]
[14,0.942353,0.96532700000000005,1.0018720000000001,1.170498]
[15,0.94311800000000001,0.96642099999999997,1.0018450000000001,1.1483490000000001]
[16,0.94393499999999997,0.96743100000000004,1.001816,1.1300669999999999]
[17,0.94480299999999995,0.96837899999999999,1.0017860000000001,1.1147929999999999]
[18,0.94572100000000003,0.96928099999999995,1.001754,1.101893]
[19,0.94669000000000003,0.97015099999999999,1.0017210000000001,1.090892]
[20,0.94770900000000002,0.970997,1.001687,1.0814280000000001]
[21,0.94877800000000001,0.97182800000000003,1.0016510000000001,1.0732219999999999]
[22,0.94989699999999999,0.97265000000000001,1.0016130000000001,1.0660540000000001]
[23,0.95106500000000005,0.973468,1.001574,1.059752]
[24,0.95228199999999996,0.97428499999999996,1.0015339999999999,1.0541750000000001]
[25,0.95354799999999995,0.97510600000000003,1.001492,1.049212]
[26,0.95486300000000002,0.97593099999999999,1.001449,1.044772]
[27,0.95622600000000002,0.97676499999999999,1.0014050000000001,1.0407789999999999]
[28,0.95763600000000004,0.97760800000000003,1.001358,1.037172]
[29,0.95909500000000003,0.97846200000000005,1.0013110000000001,1.033898]
[30,0.96060000000000001,0.97932799999999998,1.0012620000000001,1.0309140000000001]
[31,0.96215200000000001,0.98020799999999997,1.001212,1.0281830000000001]
[32,0.96375100000000002,0.981101,1.00116,1.025674]
[33,0.96539600000000003,0.98201000000000005,1.001107,1.023361]
[34,0.96708700000000003,0.98293299999999995,1.0010520000000001,1.02122]
[35,0.96882199999999996,0.983873,1.000996,1.0192330000000001]
[36,0.97060299999999999,0.98482800000000004,1.000939,1.0173810000000001]
[37,0.97242799999999996,0.98580000000000001,1.00088,1.0156510000000001]
[38,0.97429699999999997,0.98678900000000003,1.00082,1.01403]
[39,0.97621000000000002,0.98779499999999998,1.000759,1.012505]
[40,0.97816599999999998,0.988819,1.000696,1.0110680000000001]
[41,0.98016499999999995,0.98985900000000004,1.000632,1.0097100000000001]
[42,0.98220600000000002,0.99091700000000005,1.000567,1.0084219999999999]
[43,0.98428899999999997,0.99199199999999998,1.0004999999999999,1.007199]
[44,0.98641299999999998,0.99308399999999997,1.000432,1.0060340000000001]
[45,0.98857799999999996,0.99419400000000002,1.0003629999999999,1.0049220000000001]
[46,0.990784,0.99532100000000001,1.0002930000000001,1.0038579999999999]
[47,0.99302900000000005,0.99646500000000005,1.0002219999999999,1.002837]
[48,0.99531400000000003,0.99762600000000001,1.000149,1.0018560000000001]
[49,0.99763800000000002,0.99880500000000005,1.000075,1.0009110000000001]
[50,1,1,1,1]
[51,1.0024,1.001212,0.99992400000000004,0.99911899999999998]
[52,1.0048379999999999,1.0024409999999999,0.99984700000000004,0.99826599999999999]
[53,1.007312,1.0036860000000001,0.99976799999999999,0.99743800000000005]
[54,1.0098229999999999,1.004947,0.99968900000000005,0.99663400000000002]
[55,1.01237,1.0062249999999999,0.99960800000000005,0.99585199999999996]
[56,1.0149520000000001,1.0075190000000001,0.99952700000000005,0.995089]
[57,1.0175689999999999,1.0088280000000001,0.999444,0.99434400000000001]
[58,1.0202199999999999,1.0101530000000001,0.99936000000000003,0.99361699999999997]
[59,1.022905,1.0114939999999999,0.99927600000000005,0.99290500000000004]
[60,1.0256240000000001,1.0128490000000001,0.99919000000000002,0.99220699999999995]
[61,1.028375,1.0142199999999999,0.99910299999999996,0.99152200000000001]
[62,1.031158,1.0156050000000001,0.99901600000000002,0.99085000000000001]
[63,1.033973,1.0170049999999999,0.99892700000000001,0.99018899999999999]
[64,1.0368189999999999,1.018419,0.998838,0.98953800000000003]
[65,1.039696,1.0198469999999999,0.99874799999999997,0.98889700000000003]
[66,1.042602,1.0212889999999999,0.99865599999999999,0.98826599999999998]
[67,1.045539,1.022745,0.99856400000000001,0.98764200000000002]
[68,1.0485040000000001,1.024214,0.99847200000000003,0.98702599999999996]
[69,1.0514969999999999,1.0256959999999999,0.99837799999999999,0.98641800000000002]
[70,1.054519,1.027191,0.99828399999999995,0.98581600000000003]
[71,1.0575680000000001,1.028699,0.99818799999999996,0.98521999999999998]
[72,1.060643,1.030219,0.99809199999999998,0.98463000000000001]
[73,1.0637449999999999,1.031752,0.99799599999999999,0.98404599999999998]
[74,1.066873,1.033296,0.99789799999999995,0.98346599999999995]
[75,1.0700259999999999,1.0348520000000001,0.99780000000000002,0.98289199999999999]
[76,1.073204,1.0364199999999999,0.99770099999999995,0.982321]
[77,1.0764050000000001,1.0379989999999999,0.99760099999999996,0.98175500000000004]
[78,1.079631,1.039588,0.99750099999999997,0.98119199999999995]
[79,1.0828800000000001,1.0411889999999999,0.99739999999999995,0.98063299999999998]
[80,1.0861510000000001,1.0427999999999999,0.99729900000000005,0.980078]
[81,1.0894440000000001,1.044421,0.997197,0.97952499999999998]
[82,1.092759,1.046052,0.99709400000000004,0.97897599999999996]
[83,1.096095,1.047693,0.99699099999999996,0.97842899999999999]
[84,1.099451,1.0493440000000001,0.99688699999999997,0.977885]
[85,1.1028279999999999,1.0510029999999999,0.99678299999999997,0.97734299999999996]
[86,1.1062240000000001,1.0526720000000001,0.99667799999999995,0.97680400000000001]
[87,1.109639,1.0543499999999999,0.99657300000000004,0.976267]
[88,1.1130720000000001,1.056036,0.99646800000000002,0.97573200000000004]
[89,1.1165240000000001,1.0577300000000001,0.99636100000000005,0.97519800000000001]
[90,1.119993,1.0594330000000001,0.996255,0.97466699999999995]
[91,1.1234789999999999,1.0611429999999999,0.99614800000000003,0.97413799999999995]
[92,1.1269819999999999,1.0628610000000001,0.99604000000000004,0.97360999999999998]
[93,1.130501,1.064587,0.99593200000000004,0.97308399999999995]
[94,1.134036,1.0663199999999999,0.99582400000000004,0.97255899999999995]
[95,1.137586,1.0680590000000001,0.99571600000000005,0.97203600000000001]
[96,1.1411500000000001,1.069806,0.99560700000000002,0.97151500000000002]
[97,1.1447290000000001,1.071558,0.99549799999999999,0.97099500000000005]
[98,1.1483220000000001,1.073318,0.99538800000000005,0.97047600000000001]
[99,1.1519280000000001,1.075083,0.995278,0.96995799999999999]
[100,1.1555470000000001,1.076854,0.99516800000000005,0.96944200000000003]
[101,1.159178,1.0786309999999999,0.995058,0.96892699999999998]
[102,1.1628210000000001,1.0804130000000001,0.99494700000000003,0.96841299999999997]
[103,1.1664760000000001,1.0822000000000001,0.99483600000000005,0.96790100000000001]
[104,1.1701429999999999,1.0839920000000001,0.99472499999999997,0.96738900000000005]
[105,1.1738200000000001,1.08579,0.994614,0.96687900000000004]
[106,1.1775070000000001,1.0875919999999999,0.994502,0.96636999999999995]
[107,1.1812039999999999,1.0893980000000001,0.99439100000000002,0.965862]
[108,1.184911,1.091208,0.99427900000000002,0.96535499999999996]
[109,1.1886270000000001,1.0930230000000001,0.99416700000000002,0.96484899999999996]
[110,1.1923520000000001,1.094841,0.99405500000000002,0.96434500000000001]
[111,1.1960850000000001,1.0966629999999999,0.99394300000000002,0.96384099999999995]
[112,1.1998260000000001,1.098489,0.99382999999999999,0.96333899999999995]
[113,1.2035750000000001,1.100317,0.99371799999999999,0.96283700000000005]
[114,1.2073309999999999,1.102149,0.99360499999999996,0.962337]
[115,1.2110939999999999,1.1039840000000001,0.99349299999999996,0.96183799999999997]
[116,1.214863,1.1058209999999999,0.99338000000000004,0.96133999999999997]
[117,1.218639,1.107661,0.99326700000000001,0.960843]
[118,1.2224200000000001,1.109504,0.99315500000000001,0.96034699999999995]
[119,1.226207,1.1113489999999999,0.99304199999999998,0.95985200000000004]
[120,1.2299990000000001,1.1131949999999999,0.99292899999999995,0.95935800000000004]
[121,1.2337959999999999,1.1150439999999999,0.99281600000000003,0.958866]
[122,1.2375970000000001,1.1168940000000001,0.99270400000000003,0.95837399999999995]
[123,1.2414019999999999,1.118746,0.992591,0.95788399999999996]
[124,1.2452110000000001,1.1205989999999999,0.99247799999999997,0.957395]
[125,1.2490239999999999,1.1224540000000001,0.99236599999999997,0.95690699999999995]
[126,1.25284,1.124309,0.99225300000000005,0.95642000000000005]
[127,1.2566580000000001,1.126166,0.99214000000000002,0.95593399999999995]
[128,1.2604789999999999,1.128023,0.99202800000000002,0.95545000000000002]
[129,1.264303,1.1298809999999999,0.99191499999999999,0.95496599999999998]
[130,1.2681279999999999,1.1317390000000001,0.99180299999999999,0.954484]
[131,1.271973,1.133607,0.99168999999999996,0.95399500000000004]
[132,1.2758039999999999,1.1354679999999999,0.99157799999999996,0.953515]
[133,1.279636,1.137329,0.99146599999999996,0.95303700000000002]
[134,1.283469,1.1391899999999999,0.99135399999999996,0.95255900000000004]
[135,1.2873030000000001,1.141051,0.99124299999999999,0.95208300000000001]
[136,1.2911379999999999,1.1429119999999999,0.99113099999999998,0.95160800000000001]
[137,1.2949729999999999,1.144773,0.99102000000000001,0.95113400000000003]
[138,1.298808,1.1466339999999999,0.99090800000000001,0.95066200000000001]
[139,1.302643,1.1484939999999999,0.99079700000000004,0.95019100000000001]
[140,1.3064770000000001,1.150353,0.99068599999999996,0.94972100000000004]
[141,1.310311,1.152212,0.99057600000000001,0.94925199999999998]
[142,1.314144,1.1540710000000001,0.99046500000000004,0.94878499999999999]
[143,1.317976,1.1559280000000001,0.99035499999999999,0.94832000000000005]
[144,1.321807,1.1577839999999999,0.99024400000000001,0.94785600000000003]
[145,1.325636,1.15964,0.99013399999999996,0.94739300000000004]
[146,1.329464,1.161494,0.99002500000000004,0.94693099999999997]
[147,1.3332900000000001,1.1633469999999999,0.98991499999999999,0.94647099999999995]
[148,1.3371139999999999,1.1651990000000001,0.98980599999999996,0.94601299999999999]
[149,1.340935,1.167049,0.98969700000000005,0.94555599999999995]
[150,1.344754,1.168898,0.98958800000000002,0.94510000000000005]
[151,1.34857,1.1707460000000001,0.989479,0.94464599999999999]
[152,1.3524020000000001,1.1725650000000001,0.98936999999999997,0.94419699999999995]
[153,1.3562149999999999,1.174407,0.98926199999999997,0.94374599999999997]
[154,1.360025,1.176247,0.98915399999999998,0.94329600000000002]
[155,1.3638319999999999,1.1780839999999999,0.98904700000000001,0.94284800000000002]
[156,1.3676360000000001,1.1799200000000001,0.98893900000000001,0.94240100000000004]
[157,1.3714360000000001,1.181754,0.98883200000000004,0.94195600000000002]
[158,1.3752329999999999,1.1835850000000001,0.98872599999999999,0.94151200000000002]
[159,1.3790260000000001,1.185414,0.98861900000000003,0.94106999999999996]
[160,1.3828149999999999,1.187241,0.98851299999999998,0.94062900000000005]
[161,1.3866000000000001,1.189065,0.98840700000000004,0.94018999999999997]
[162,1.3903810000000001,1.190887,0.98830200000000001,0.93975200000000003]
[163,1.394158,1.192706,0.98819699999999999,0.93931600000000004]
[164,1.3979299999999999,1.194523,0.98809199999999997,0.93888099999999997]
[165,1.4016980000000001,1.196337,0.98798699999999995,0.93844799999999995]
[166,1.405462,1.1981489999999999,0.98788299999999996,0.93801699999999999]
[167,1.4092210000000001,1.1999569999999999,0.98777899999999996,0.93758699999999995]
[168,1.4129750000000001,1.2017629999999999,0.98767499999999997,0.93715899999999996]
[169,1.4167240000000001,1.2035659999999999,0.98757200000000001,0.93673200000000001]
[170,1.4204680000000001,1.2053659999999999,0.98746900000000004,0.936307]
[171,1.4242079999999999,1.207163,0.98736599999999997,0.93588400000000005]
[172,1.427942,1.2089570000000001,0.98726400000000003,0.93546200000000002]
[173,1.43167,1.2107479999999999,0.98716199999999998,0.93504200000000004]
[174,1.4353940000000001,1.2125360000000001,0.98706000000000005,0.93462299999999998]
[175,1.4391119999999999,1.214321,0.98695900000000003,0.93420599999999998]
[176,1.4428240000000001,1.2161029999999999,0.98685800000000001,0.93379100000000004]
[177,1.446531,1.217881,0.986757,0.93337700000000001]
[178,1.4502330000000001,1.2196560000000001,0.98665700000000001,0.93296500000000004]
[179,1.4539280000000001,1.221428,0.98655700000000002,0.93255500000000002]
[180,1.4576180000000001,1.2231970000000001,0.98645700000000003,0.93214600000000003]
[181,1.4613020000000001,1.2249620000000001,0.98635799999999996,0.93173899999999998]
[182,1.4649799999999999,1.2267239999999999,0.986259,0.931334]
[183,1.4686520000000001,1.228483,0.98616099999999995,0.93093000000000004]
[184,1.472318,1.2302379999999999,0.98606300000000002,0.93052800000000002]
[185,1.4759789999999999,1.2319899999999999,0.98596499999999998,0.93012700000000004]
[186,1.4796320000000001,1.233738,0.98586700000000005,0.929728]
[187,1.4832799999999999,1.2354830000000001,0.98577000000000004,0.92933100000000002]
[188,1.4869220000000001,1.2372240000000001,0.98567400000000005,0.92893499999999996]
[189,1.4905569999999999,1.238961,0.98557700000000004,0.92854099999999995]
[190,1.494186,1.240696,0.98548100000000005,0.928149]
[191,1.497808,1.242426,0.98538599999999998,0.927759]
[192,1.501425,1.2441530000000001,0.98529100000000003,0.92737000000000003]
[193,1.505034,1.245876,0.98519599999999996,0.92698199999999997]
[194,1.5086379999999999,1.2475959999999999,0.985101,0.926597]
[195,1.512235,1.249312,0.98500699999999997,0.92621299999999995]
[196,1.515825,1.2510239999999999,0.98491399999999996,0.92583099999999996]
[197,1.519409,1.2527330000000001,0.98482000000000003,0.92544999999999999]
[198,1.522986,1.2544379999999999,0.98472700000000002,0.92507099999999998]
[199,1.5265569999999999,1.2561389999999999,0.98463500000000004,0.92469400000000002]
[200,1.5301210000000001,1.2578370000000001,0.98454200000000003,0.92431799999999997]
[201,1.5336780000000001,1.25953,0.98445099999999996,0.92394399999999999]
[202,1.537229,1.26122,0.98435899999999998,0.92357100000000003]
[203,1.5407729999999999,1.262907,0.98426800000000003,0.92320100000000005]
[204,1.5443100000000001,1.264589,0.98417699999999997,0.92283199999999999]
[205,1.547841,1.2662679999999999,0.98408700000000005,0.92246399999999995]
[206,1.5513650000000001,1.267943,0.98399700000000001,0.92209799999999997]
[207,1.5548820000000001,1.2696149999999999,0.98390699999999998,0.92173400000000005]
[208,1.558392,1.271282,0.98381799999999997,0.92137100000000005]
[209,1.561896,1.2729459999999999,0.98372899999999996,0.92101100000000002]
[210,1.565393,1.2746059999999999,0.98364099999999999,0.920651]
[211,1.5688839999999999,1.2762629999999999,0.98355300000000001,0.92029399999999995]
[212,1.5723670000000001,1.2779149999999999,0.98346500000000003,0.919937]
[213,1.575844,1.2795639999999999,0.98337799999999997,0.91958300000000004]
[214,1.5793140000000001,1.281209,0.98329100000000003,0.91922999999999999]
[215,1.582778,1.28285,0.98320399999999997,0.918879]
[216,1.5862339999999999,1.2844869999999999,0.98311800000000005,0.91852900000000004]
[217,1.5896840000000001,1.2861210000000001,0.98303200000000002,0.91818100000000002]
[218,1.593127,1.2877510000000001,0.98294700000000002,0.91783499999999996]
[219,1.5965640000000001,1.289377,0.98286099999999998,0.91749000000000003]
[220,1.599993,1.2909999999999999,0.98277700000000001,0.91714600000000002]
[221,1.603416,1.292618,0.98269200000000001,0.91680499999999998]
[222,1.606832,1.294233,0.98260800000000004,0.91646499999999997]
[223,1.610242,1.295844,0.98252499999999998,0.916126]
[224,1.613645,1.297452,0.98244100000000001,0.91578899999999996]
[225,1.617041,1.2990550000000001,0.98235899999999998,0.91545399999999999]
[226,1.620431,1.3006549999999999,0.98227600000000004,0.91512000000000004]
[227,1.6238140000000001,1.302251,0.98219400000000001,0.91478700000000002]
[228,1.6271899999999999,1.303844,0.98211199999999999,0.91445699999999996]
[229,1.63056,1.3054330000000001,0.98203099999999999,0.91412700000000002]
[230,1.633923,1.307018,0.98194899999999996,0.91379999999999995]
[231,1.6372789999999999,1.3085990000000001,0.98186899999999999,0.91347299999999998]
[232,1.6406289999999999,1.3101769999999999,0.98178799999999999,0.91314899999999999]
[233,1.6439729999999999,1.3117509999999999,0.98170800000000003,0.91282600000000003]
[234,1.6473100000000001,1.3133220000000001,0.98162899999999997,0.91250399999999998]
[235,1.6506400000000001,1.314889,0.98155000000000003,0.91218399999999999]
[236,1.653964,1.316452,0.98147099999999998,0.91186500000000004]
[237,1.657281,1.318011,0.98139200000000004,0.91154800000000002]
[238,1.6605920000000001,1.3195669999999999,0.98131400000000002,0.91123299999999996]
[239,1.663897,1.3211200000000001,0.981236,0.91091800000000001]
[240,1.667195,1.322668,0.98115799999999997,0.91060600000000003]
[241,1.6704870000000001,1.324214,0.98108099999999998,0.91029400000000005]
[242,1.673773,1.325755,0.98100399999999999,0.90998500000000004]
[243,1.677052,1.3272930000000001,0.98092800000000002,0.90967600000000004]
[244,1.6803250000000001,1.3288279999999999,0.98085199999999995,0.90937000000000001]
[245,1.6835910000000001,1.3303590000000001,0.98077599999999998,0.90906399999999998]
[246,1.6868510000000001,1.3318859999999999,0.98070100000000004,0.90876000000000001]
[247,1.6901060000000001,1.33341,0.980626,0.90845799999999999]
[248,1.693354,1.3349310000000001,0.98055099999999995,0.90815699999999999]
[249,1.6965950000000001,1.3364480000000001,0.98047600000000001,0.90785700000000003]
[250,1.6998310000000001,1.337961,0.980402,0.907559]
[251,1.7030609999999999,1.3394710000000001,0.98032900000000001,0.90726200000000001]
[252,1.7062839999999999,1.340978,0.98025499999999999,0.90696600000000005]
[253,1.7095009999999999,1.342481,0.980182,0.90667200000000003]
[254,1.7127129999999999,1.3439810000000001,0.98010900000000001,0.90637999999999996]
[255,1.7159180000000001,1.345478,0.98003700000000005,0.906088]
[256,1.7191179999999999,1.3469709999999999,0.97996499999999997,0.90579799999999999]
[257,1.7223109999999999,1.3484609999999999,0.97989300000000001,0.90551000000000004]
[258,1.7254989999999999,1.349947,0.97982199999999997,0.905223]
[259,1.72868,1.3514299999999999,0.97975100000000004,0.90493699999999999]
[260,1.7318560000000001,1.3529100000000001,0.97968,0.90465200000000001]
[261,1.735026,1.354387,0.97960899999999995,0.90436899999999998]
[262,1.738191,1.3558600000000001,0.97953900000000005,0.90408699999999997]
[263,1.741349,1.3573299999999999,0.97946999999999995,0.90380700000000003]
[264,1.744502,1.358797,0.97940000000000005,0.903528]
[265,1.747649,1.36026,0.97933099999999995,0.90325]
[266,1.750791,1.36172,0.97926199999999997,0.90297300000000003]
[267,1.7539260000000001,1.3631770000000001,0.97919299999999998,0.902698]
[268,1.7570570000000001,1.3646309999999999,0.97912500000000002,0.902424]
[269,1.760181,1.366082,0.97905699999999996,0.90215100000000004]
[270,1.763301,1.3675299999999999,0.97899000000000003,0.90188000000000001]
[271,1.7664139999999999,1.3689739999999999,0.97892199999999996,0.90161000000000002]
[272,1.769522,1.3704149999999999,0.97885500000000003,0.90134099999999995]
[273,1.7726249999999999,1.3718539999999999,0.97878900000000002,0.90107300000000001]
[274,1.7757229999999999,1.373289,0.97872199999999998,0.90080700000000002]
[275,1.778815,1.3747210000000001,0.97865599999999997,0.90054199999999995]
[276,1.781901,1.37615,0.97858999999999996,0.90027800000000002]
[277,1.784983,1.3775759999999999,0.97852499999999998,0.90001500000000001]
[278,1.7880590000000001,1.3789990000000001,0.97846,0.89975400000000005]
[279,1.7911300000000001,1.3804190000000001,0.97839500000000001,0.89949400000000002]
[280,1.7941959999999999,1.3818360000000001,0.97833000000000003,0.89923500000000001]
[281,1.797256,1.3832500000000001,0.97826599999999997,0.89897700000000003]
[282,1.800311,1.3846609999999999,0.97820200000000002,0.89871999999999996]
[283,1.8033619999999999,1.386069,0.97813799999999995,0.89846499999999996]
[284,1.8064070000000001,1.3874740000000001,0.97807500000000003,0.89821099999999998]
[285,1.809447,1.3888769999999999,0.97801099999999996,0.89795800000000003]
[286,1.8124819999999999,1.3902760000000001,0.97794800000000004,0.897706]
[287,1.8155129999999999,1.3916729999999999,0.97788600000000003,0.897455]
[288,1.818538,1.3930670000000001,0.97782400000000003,0.89720599999999995]
[289,1.821558,1.3944570000000001,0.97776099999999999,0.896957]
[290,1.8245739999999999,1.3958459999999999,0.97770000000000001,0.89671000000000001]
[291,1.827585,1.3972309999999999,0.97763800000000001,0.89646400000000004]
[292,1.8305899999999999,1.3986130000000001,0.97757700000000003,0.89621899999999999]
[293,1.8335920000000001,1.399993,0.97751600000000005,0.89597499999999997]
[294,1.8365880000000001,1.40137,0.97745499999999996,0.89573199999999997]
[295,1.83958,1.402744,0.97739500000000001,0.89549100000000004]
[296,1.8425670000000001,1.4041159999999999,0.97733499999999995,0.89524999999999999]
[297,1.8455490000000001,1.405484,0.977275,0.895011]
[298,1.848527,1.4068510000000001,0.97721499999999994,0.89477300000000004]
[299,1.8514999999999999,1.4082140000000001,0.97715600000000002,0.89453499999999997]
[300,1.854468,1.409575,0.97709699999999999,0.89429899999999996]
[301,1.857432,1.410933,0.97703799999999996,0.89406399999999997]
[302,1.860392,1.4122889999999999,0.97697999999999996,0.89383000000000001]
[303,1.8633470000000001,1.4136409999999999,0.97692100000000004,0.89359699999999997]
[304,1.866298,1.414992,0.97686300000000004,0.89336499999999996]
[305,1.8692439999999999,1.4163399999999999,0.97680500000000003,0.89313399999999998]
[306,1.8721859999999999,1.4176850000000001,0.97674799999999995,0.89290499999999995]
[307,1.875124,1.419027,0.97669099999999998,0.89267600000000003]
[308,1.8780570000000001,1.4203669999999999,0.976634,0.89244800000000002]
[309,1.880986,1.421705,0.97657700000000003,0.89222100000000004]
[310,1.8839109999999999,1.4230400000000001,0.97652000000000005,0.89199600000000001]
[311,1.8868320000000001,1.4243729999999999,0.976464,0.89177099999999998]
[312,1.889748,1.4257029999999999,0.97640800000000005,0.89154699999999998]
[313,1.8926609999999999,1.4270309999999999,0.976352,0.89132500000000003]
[314,1.8955690000000001,1.428356,0.97629600000000005,0.89110299999999998]
[315,1.8984730000000001,1.4296789999999999,0.97624100000000003,0.89088199999999995]
[316,1.901373,1.4309989999999999,0.976186,0.89066199999999995]
[317,1.904269,1.4323170000000001,0.97613099999999997,0.89044400000000001]
[318,1.9071610000000001,1.4336329999999999,0.97607699999999997,0.89022599999999996]
[319,1.9100490000000001,1.4349460000000001,0.97602199999999995,0.89000900000000005]
[320,1.9129339999999999,1.4362569999999999,0.97596799999999995,0.88979299999999995]
[321,1.9158139999999999,1.4375659999999999,0.97591399999999995,0.88957799999999998]
[322,1.91869,1.4388719999999999,0.97586099999999998,0.88936400000000004]
[323,1.9215629999999999,1.4401759999999999,0.97580699999999998,0.88915100000000002]
[324,1.9244319999999999,1.441478,0.97575400000000001,0.88893900000000003]
[325,1.927297,1.4427779999999999,0.97570100000000004,0.88872799999999996]
[326,1.930158,1.444075,0.97564799999999996,0.88851800000000003]
[327,1.9330149999999999,1.44537,0.97559600000000002,0.88830799999999999]
[328,1.9358690000000001,1.446663,0.97554300000000005,0.8881]
[329,1.9387190000000001,1.447953,0.975491,0.88789200000000001]
[330,1.9415659999999999,1.449241,0.97543899999999994,0.88768599999999998]
[331,1.9444090000000001,1.450528,0.97538800000000003,0.88748000000000005]
[332,1.9472480000000001,1.4518120000000001,0.97533599999999998,0.88727500000000004]
[333,1.950083,1.453093,0.97528499999999996,0.88707100000000005]
[334,1.9529160000000001,1.4543729999999999,0.97523400000000005,0.88686799999999999]
[335,1.9557439999999999,1.455651,0.97518300000000002,0.88666599999999995]
[336,1.958569,1.4569259999999999,0.975132,0.88646499999999995]
[337,1.9613910000000001,1.458199,0.975082,0.88626400000000005]
[338,1.9642090000000001,1.459471,0.97503200000000001,0.88606499999999999]
[339,1.9670240000000001,1.4607399999999999,0.97498200000000002,0.88586600000000004]
[340,1.9698359999999999,1.4620070000000001,0.97493200000000002,0.88566800000000001]
[341,1.9726440000000001,1.4632719999999999,0.97488300000000006,0.88547100000000001]
[342,1.975449,1.4645349999999999,0.97483299999999995,0.88527500000000003]
[343,1.9782500000000001,1.4657960000000001,0.97478399999999998,0.88507899999999995]
[344,1.9810490000000001,1.467055,0.97473500000000002,0.88488500000000003]
[345,1.9838439999999999,1.4683120000000001,0.97468600000000005,0.88469100000000001]
[346,1.9866349999999999,1.4695670000000001,0.974638,0.88449800000000001]
[347,1.9894240000000001,1.47082,0.97458900000000004,0.88430600000000004]
[348,1.9922089999999999,1.4720709999999999,0.97454099999999999,0.88411399999999996]
[349,1.9949920000000001,1.47332,0.97449300000000005,0.88392400000000004]
[350,1.997771,1.474567,0.97444600000000003,0.88373400000000002]
[351,2.0005470000000001,1.4758119999999999,0.97439799999999999,0.88354500000000002]
[352,2.00332,1.4770559999999999,0.97435099999999997,0.88335699999999995]
[353,2.0060899999999999,1.478297,0.97430300000000003,0.88317000000000001]
[354,2.0088569999999999,1.479536,0.97425600000000001,0.88298299999999996]
[355,2.0116209999999999,1.480774,0.97421000000000002,0.88279700000000005]
[356,2.0143819999999999,1.48201,0.974163,0.88261199999999995]
[357,2.0171389999999998,1.483244,0.97411700000000001,0.88242799999999999]
[358,2.019895,1.4844759999999999,0.97406999999999999,0.88224400000000003]
[359,2.0226470000000001,1.485706,0.974024,0.88206099999999998]
[360,2.0253960000000002,1.4869349999999999,0.97397800000000001,0.88187899999999997]
[361,2.0281419999999999,1.4881610000000001,0.97393300000000005,0.88169799999999998]
[362,2.0308860000000002,1.4893860000000001,0.97388699999999995,0.881517]
[363,2.0336259999999999,1.4906090000000001,0.97384199999999999,0.88133799999999995]
[364,2.0363639999999998,1.4918309999999999,0.97379700000000002,0.88115900000000003]
[365,2.0390999999999999,1.49305,0.97375199999999995,0.88097999999999999]
[366,2.0418319999999999,1.4942679999999999,0.97370699999999999,0.88080199999999997]
[367,2.044562,1.495484,0.97366200000000003,0.88062600000000002]
[368,2.0472890000000001,1.4966980000000001,0.97361799999999998,0.88044900000000004]
[369,2.0500129999999999,1.497911,0.97357300000000002,0.880274]
[370,2.0527340000000001,1.4991220000000001,0.97352899999999998,0.88009899999999996]
[371,2.055453,1.5003310000000001,0.97348500000000004,0.87992499999999996]
[372,2.0581700000000001,1.501538,0.97344200000000003,0.87975099999999995]
[373,2.060883,1.5027440000000001,0.97339799999999999,0.879579]
[374,2.0635949999999998,1.5039480000000001,0.97335499999999997,0.87940600000000002]
[375,2.066303,1.5051509999999999,0.97331100000000004,0.87923499999999999]
[376,2.0690089999999999,1.5063519999999999,0.97326800000000002,0.87906399999999996]
[377,2.0717129999999999,1.5075510000000001,0.97322500000000001,0.87889399999999995]
[378,2.074414,1.5087489999999999,0.97318199999999999,0.87872499999999998]
[379,2.0771120000000001,1.5099450000000001,0.97314000000000001,0.878556]
[380,2.0798079999999999,1.511139,0.97309699999999999,0.87838799999999995]
[381,2.0825019999999999,1.512332,0.973055,0.87822100000000003]
[382,2.0851929999999999,1.513523,0.97301300000000002,0.878054]
[383,2.087882,1.514713,0.97297100000000003,0.877888]
[384,2.0905680000000002,1.5159009999999999,0.97292900000000004,0.877722]
[385,2.0932520000000001,1.5170870000000001,0.97288699999999995,0.87755799999999995]
[386,2.0959340000000002,1.5182720000000001,0.97284599999999999,0.87739299999999998]
[387,2.0986129999999998,1.5194559999999999,0.97280500000000003,0.87722999999999995]
[388,2.1012900000000001,1.5206379999999999,0.97276300000000004,0.87706700000000004]
[389,2.1039650000000001,1.5218179999999999,0.97272199999999998,0.87690500000000005]
[390,2.1066370000000001,1.5229969999999999,0.97268100000000002,0.87674300000000005]
[391,2.109308,1.5241739999999999,0.97264099999999998,0.87658199999999997]
[392,2.1119750000000002,1.52535,0.97260000000000002,0.87642100000000001]
[393,2.1146410000000002,1.5265249999999999,0.97255999999999998,0.87626199999999999]
[394,2.117305,1.527698,0.97251900000000002,0.87610200000000005]
[395,2.1199659999999998,1.528869,0.97247899999999998,0.87594399999999994]
[396,2.1226250000000002,1.5300389999999999,0.97243900000000005,0.87578599999999995]
[397,2.1252819999999999,1.5312079999999999,0.97239900000000001,0.87562799999999996]
[398,2.1279370000000002,1.532375,0.97236,0.87547200000000003]
[399,2.1305900000000002,1.533541,0.97231999999999996,0.87531499999999995]
[400,2.1332399999999998,1.534705,0.97228099999999995,0.87516000000000005]
[401,2.1358890000000001,1.535868,0.97224100000000002,0.875004]
[402,2.1385350000000001,1.537029,0.97220200000000001,0.87485000000000002]
[403,2.1411799999999999,1.538189,0.972163,0.87469600000000003]
[404,2.1438220000000001,1.5393479999999999,0.97212399999999999,0.87454299999999996]
[405,2.1464629999999998,1.540505,0.97208600000000001,0.87439]
[406,2.1491009999999999,1.5416609999999999,0.97204699999999999,0.87423799999999996]
[407,2.1517369999999998,1.542816,0.97200900000000001,0.87408600000000003]
[408,2.154372,1.5439689999999999,0.97197,0.87393500000000002]
[409,2.1570040000000001,1.545121,0.97193200000000002,0.87378400000000001]
[410,2.1596350000000002,1.546271,0.97189400000000004,0.87363400000000002]
[411,2.1622629999999998,1.5474209999999999,0.97185600000000005,0.87348499999999996]
[412,2.1648900000000002,1.5485679999999999,0.97181799999999996,0.873336]
[413,2.1675149999999999,1.549715,0.97178100000000001,0.87318700000000005]
[414,2.170137,1.5508599999999999,0.97174300000000002,0.87304000000000004]
[415,2.172758,1.5520039999999999,0.97170599999999996,0.872892]
[416,2.1753779999999998,1.5531470000000001,0.971669,0.87274600000000002]
[417,2.1779950000000001,1.5542879999999999,0.97163100000000002,0.87259900000000001]
[418,2.1806100000000002,1.555428,0.97159499999999999,0.87245399999999995]
[419,2.1832240000000001,1.556567,0.97155800000000003,0.87230799999999997]
[420,2.1858360000000001,1.5577049999999999,0.97152099999999997,0.87216400000000005]
[421,2.1884459999999999,1.5588409999999999,0.97148400000000001,0.87201899999999999]
[422,2.1910539999999998,1.559976,0.97144799999999998,0.87187599999999998]
[423,2.1936610000000001,1.56111,0.97141100000000002,0.87173299999999998]
[424,2.1962649999999999,1.5622419999999999,0.97137499999999999,0.87158999999999998]
[425,2.198868,1.563374,0.97133899999999995,0.871448]
[426,2.20147,1.5645039999999999,0.97130300000000003,0.87130600000000002]
[427,2.2040690000000001,1.5656319999999999,0.97126699999999999,0.87116499999999997]
[428,2.2066669999999999,1.5667599999999999,0.97123199999999998,0.87102400000000002]
[429,2.2092640000000001,1.567887,0.97119599999999995,0.87088399999999999]
[430,2.2118579999999999,1.5690120000000001,0.97116000000000002,0.87074499999999999]
[431,2.2144509999999999,1.570136,0.97112500000000002,0.87060499999999996]
[432,2.2170420000000002,1.571259,0.97109000000000001,0.87046699999999999]
[433,2.2196319999999998,1.5723800000000001,0.971055,0.87032799999999999]
[434,2.2222200000000001,1.573501,0.97101999999999999,0.87019100000000005]
[435,2.2248060000000001,1.5746199999999999,0.97098499999999999,0.87005299999999997]
[436,2.2273909999999999,1.5757380000000001,0.97094999999999998,0.86991700000000005]
[437,2.229975,1.5768549999999999,0.97091499999999997,0.86978]
[438,2.2325560000000002,1.577971,0.97088099999999999,0.86964399999999997]
[439,2.2351359999999998,1.579086,0.97084599999999999,0.86950899999999998]
[440,2.2377150000000001,1.5802,0.97081200000000001,0.86937399999999998]
[441,2.2402920000000002,1.5813120000000001,0.97077800000000003,0.86924000000000001]
[442,2.2428680000000001,1.5824240000000001,0.97074300000000002,0.86910600000000005]
[443,2.2454420000000002,1.583534,0.97070900000000004,0.86897199999999997]
[444,2.248014,1.584643,0.97067499999999995,0.86883900000000003]
[445,2.2505850000000001,1.5857509999999999,0.970642,0.86870599999999998]
[446,2.253155,1.5868580000000001,0.97060800000000003,0.86857399999999996]
[447,2.2557230000000001,1.5879639999999999,0.97057400000000005,0.86844200000000005]
[448,2.2582900000000001,1.5890679999999999,0.97054099999999999,0.86831100000000006]
[449,2.2608549999999998,1.5901719999999999,0.97050800000000004,0.86817999999999995]
[450,2.2634189999999998,1.591275,0.97047399999999995,0.86804899999999996]
[451,2.265981,1.592376,0.970441,0.867919]
[452,2.2685420000000001,1.593477,0.97040800000000005,0.86778999999999995]
[453,2.271102,1.594576,0.97037499999999999,0.86766100000000002]
[454,2.27366,1.595674,0.97034200000000004,0.86753199999999997]
[455,2.2762169999999999,1.5967720000000001,0.97031000000000001,0.86740399999999995]
[456,2.278772,1.5978680000000001,0.97027699999999995,0.86727600000000005]
[457,2.281326,1.5989629999999999,0.97024500000000002,0.86714800000000003]
[458,2.2838790000000002,1.6000570000000001,0.97021199999999996,0.86702100000000004]
[459,2.2864300000000002,1.6011500000000001,0.97018000000000004,0.86689400000000005]
[460,2.28898,1.6022419999999999,0.97014800000000001,0.86676799999999998]
[461,2.2915290000000001,1.6033329999999999,0.97011599999999998,0.86664200000000002]
[462,2.294076,1.6044229999999999,0.97008300000000003,0.86651699999999998]
[463,2.2966229999999999,1.6055120000000001,0.97005200000000003,0.86639200000000005]
[464,2.2991670000000002,1.6066,0.97001999999999999,0.86626700000000001]
[465,2.3017110000000001,1.607688,0.96998799999999996,0.866143]
[466,2.3042530000000001,1.6087739999999999,0.96995600000000004,0.86601899999999998]
[467,2.306794,1.6098589999999999,0.96992500000000004,0.865896]
[468,2.3093340000000002,1.610943,0.96989300000000001,0.86577300000000001]
[469,2.3118729999999998,1.612026,0.969862,0.86565000000000003]
[470,2.3144100000000001,1.613108,0.969831,0.86552799999999996]
[471,2.3169460000000002,1.6141890000000001,0.9698,0.86540600000000001]
[472,2.3194810000000001,1.6152690000000001,0.96976899999999999,0.86528499999999997]
[473,2.3220139999999998,1.6163479999999999,0.96973799999999999,0.86516400000000004]
[474,2.3245469999999999,1.6174269999999999,0.96970699999999999,0.86504300000000001]
[475,2.3270780000000002,1.6185039999999999,0.96967599999999998,0.864923]
[476,2.3296079999999999,1.61958,0.96964499999999998,0.86480299999999999]
[477,2.3321369999999999,1.6206560000000001,0.969615,0.86468299999999998]
[478,2.3346650000000002,1.6217299999999999,0.969584,0.864564]
[479,2.3371909999999998,1.6228039999999999,0.96955400000000003,0.86444500000000002]
[480,2.3397169999999998,1.6238760000000001,0.96952400000000005,0.86432600000000004]
[481,2.342241,1.6249480000000001,0.96949300000000005,0.86420799999999998]
[482,2.3447640000000001,1.6260190000000001,0.96946299999999996,0.86409100000000005]
[483,2.347286,1.6270880000000001,0.96943299999999999,0.86397299999999999]
[484,2.3498070000000002,1.6281570000000001,0.96940300000000001,0.86385599999999996]
[485,2.3523269999999998,1.6292249999999999,0.96937300000000004,0.86373999999999995]
[486,2.3548460000000002,1.6302920000000001,0.96934399999999998,0.86362300000000003]
[487,2.357364,1.631359,0.96931400000000001,0.86350700000000002]
[488,2.35988,1.6324240000000001,0.96928400000000003,0.86339200000000005]
[489,2.3623959999999999,1.6334880000000001,0.96925499999999998,0.86327699999999996]
[490,2.3649100000000001,1.634552,0.969225,0.86316199999999998]
[491,2.3674230000000001,1.6356139999999999,0.96919599999999995,0.86304700000000001]
[492,2.369936,1.636676,0.969167,0.86293299999999995]
[493,2.3724470000000002,1.637737,0.96913800000000005,0.862819]
[494,2.3749570000000002,1.6387970000000001,0.969109,0.86270599999999997]
[495,2.3774660000000001,1.639856,0.96908000000000005,0.86259300000000005]
[496,2.379975,1.640914,0.969051,0.86248000000000002]
[497,2.382482,1.6419710000000001,0.96902200000000005,0.86236699999999999]
[498,2.3849879999999999,1.6430279999999999,0.96899299999999999,0.86225499999999999]
[499,2.3874930000000001,1.6440840000000001,0.96896400000000005,0.86214299999999999]
[500,2.3899970000000001,1.645138,0.96893600000000002,0.86203200000000002]
[501,2.3925000000000001,1.6461920000000001,0.96890699999999996,0.86192100000000005]
[502,2.395003,1.6472450000000001,0.96887900000000005,0.86180999999999996]
[503,2.3975040000000001,1.648298,0.96884999999999999,0.86169899999999999]
[504,2.400004,1.649349,0.96882199999999996,0.86158900000000005]
[505,2.4025029999999998,1.6504000000000001,0.96879400000000004,0.86147899999999999]
[506,2.4050020000000001,1.6514489999999999,0.96876600000000002,0.86136999999999997]
[507,2.4074990000000001,1.652498,0.96873799999999999,0.86126100000000005]
[508,2.4099949999999999,1.6535470000000001,0.96870999999999996,0.86115200000000003]
[509,2.4124910000000002,1.6545939999999999,0.96868200000000004,0.861043]
[510,2.4149850000000002,1.65564,0.96865400000000002,0.86093500000000001]
[511,2.4174790000000002,1.6566860000000001,0.96862599999999999,0.86082700000000001]
[512,2.419972,1.6577310000000001,0.96859899999999999,0.86071900000000001]
[513,2.4224640000000002,1.6587750000000001,0.96857099999999996,0.86061200000000004]
[514,2.4249550000000002,1.659818,0.96854399999999996,0.86050499999999996]
[515,2.4274450000000001,1.66086,0.96851600000000004,0.860398]
[516,2.4299339999999998,1.661902,0.96848900000000004,0.86029199999999995]
[517,2.4324219999999999,1.6629430000000001,0.96846200000000005,0.86018600000000001]
[518,2.4349090000000002,1.663983,0.96843400000000002,0.86007999999999996]
[519,2.4373960000000001,1.665022,0.96840700000000002,0.85997500000000004]
[520,2.4398819999999999,1.666061,0.96838000000000002,0.85987000000000002]
[521,2.4423659999999998,1.667098,0.96835300000000002,0.859765]
[522,2.4448500000000002,1.6681349999999999,0.96832600000000002,0.85965999999999998]
[523,2.447333,1.669171,0.96829900000000002,0.85955599999999999]
[524,2.4498160000000002,1.670207,0.96827300000000005,0.85945199999999999]
[525,2.4522970000000002,1.671241,0.96824600000000005,0.859348]
[526,2.4547780000000001,1.672275,0.96821900000000005,0.85924500000000004]
[527,2.4572569999999998,1.673308,0.96819299999999997,0.85914199999999996]
[528,2.4597359999999999,1.6743399999999999,0.96816599999999997,0.859039]
[529,2.4622139999999999,1.6753720000000001,0.96814,0.85893600000000003]
[530,2.4646919999999999,1.6764030000000001,0.96811400000000003,0.85883399999999999]
[531,2.467168,1.677433,0.96808700000000003,0.85873200000000005]
[532,2.4696440000000002,1.6784619999999999,0.96806099999999995,0.85863]
[533,2.4721190000000002,1.6794899999999999,0.96803499999999998,0.85852899999999999]
[534,2.474593,1.680518,0.96800900000000001,0.85842799999999997]
[535,2.4770660000000002,1.6815450000000001,0.96798300000000004,0.85832699999999995]
[536,2.4795389999999999,1.682572,0.96795699999999996,0.85822600000000004]
[537,2.482011,1.683597,0.96793099999999999,0.85812600000000006]
[538,2.4844819999999999,1.6846220000000001,0.96790500000000002,0.85802599999999996]
[539,2.4869520000000001,1.685646,0.96787999999999996,0.85792599999999997]
[540,2.4894219999999998,1.686669,0.96785399999999999,0.85782700000000001]
[541,2.4918900000000002,1.687692,0.96782800000000002,0.85772800000000005]
[542,2.4943580000000001,1.688714,0.96780299999999997,0.85762899999999997]
[543,2.496826,1.689735,0.967777,0.85753000000000001]
[544,2.4992920000000001,1.6907559999999999,0.96775199999999995,0.85743199999999997]
[545,2.5017580000000001,1.691775,0.967727,0.85733400000000004]
[546,2.5042230000000001,1.692795,0.96770100000000003,0.857236]
[547,2.5066869999999999,1.693813,0.96767599999999998,0.85713799999999996]
[548,2.5091510000000001,1.694831,0.96765100000000004,0.85704100000000005]
[549,2.5116139999999998,1.6958470000000001,0.96762599999999999,0.85694400000000004]
[550,2.5140760000000002,1.6968639999999999,0.96760100000000004,0.85684700000000003]
[551,2.5165380000000002,1.6978789999999999,0.96757599999999999,0.85675000000000001]
[552,2.518999,1.6988939999999999,0.96755100000000005,0.85665400000000003]
[553,2.5214590000000001,1.699908,0.967526,0.85655800000000004]
[554,2.5239180000000001,1.700922,0.96750100000000006,0.85646199999999995]
[555,2.5263770000000001,1.7019340000000001,0.96747700000000003,0.85636699999999999]
[556,2.5288349999999999,1.7029460000000001,0.96745199999999998,0.856271]
[557,2.5312920000000001,1.7039580000000001,0.96742700000000004,0.85617600000000005]
[558,2.5337489999999998,1.704969,0.96740300000000001,0.85608099999999998]
[559,2.5362049999999998,1.7059789999999999,0.96737799999999996,0.85598700000000005]
[560,2.5386609999999998,1.7069879999999999,0.96735400000000005,0.85589300000000001]
[561,2.541115,1.707997,0.96733000000000002,0.85579799999999995]
[562,2.5435690000000002,1.7090050000000001,0.96730499999999997,0.85570500000000005]
[563,2.5460229999999999,1.7100120000000001,0.96728099999999995,0.85561100000000001]
[564,2.548476,1.7110190000000001,0.96725700000000003,0.855518]
[565,2.5509279999999999,1.7120249999999999,0.96723300000000001,0.85542499999999999]
[566,2.5533790000000001,1.7130300000000001,0.96720899999999999,0.85533199999999998]
[567,2.5558299999999998,1.714035,0.96718499999999996,0.85523899999999997]
[568,2.558281,1.715039,0.96716100000000005,0.85514699999999999]
[569,2.56073,1.7160420000000001,0.96713700000000002,0.85505500000000001]
[570,2.5631789999999999,1.7170449999999999,0.967113,0.85496300000000003]
[571,2.5656279999999998,1.7180470000000001,0.96709000000000001,0.85487100000000005]
[572,2.5680749999999999,1.7190479999999999,0.96706599999999998,0.85477999999999998]
[573,2.5705230000000001,1.7200489999999999,0.96704199999999996,0.85468900000000003]
[574,2.5729690000000001,1.7210490000000001,0.96701899999999996,0.85459799999999997]
[575,2.575415,1.722048,0.96699500000000005,0.85450700000000002]
[576,2.5778599999999998,1.723047,0.96697200000000005,0.85441699999999998]
[577,2.5803050000000001,1.724045,0.96694800000000003,0.85432600000000003]
[578,2.5827490000000002,1.7250430000000001,0.96692500000000003,0.854236]
[579,2.5851929999999999,1.72604,0.96690200000000004,0.85414599999999996]
[580,2.5876359999999998,1.727036,0.96687800000000002,0.85405699999999996]
[581,2.5900789999999998,1.728032,0.96685500000000002,0.85396700000000003]
[582,2.5925199999999999,1.7290270000000001,0.96683200000000002,0.85387800000000003]
[583,2.5949620000000002,1.730021,0.96680900000000003,0.85378900000000002]
[584,2.5974020000000002,1.731015,0.96678600000000003,0.85370100000000004]
[585,2.5998429999999999,1.732008,0.96676300000000004,0.85361200000000004]
[586,2.6022820000000002,1.7330000000000001,0.96674000000000004,0.85352399999999995]
[587,2.6047210000000001,1.733992,0.96671700000000005,0.85343599999999997]
[588,2.6071599999999999,1.7349840000000001,0.96669400000000005,0.853348]
[589,2.6095980000000001,1.7359739999999999,0.96667099999999995,0.85326100000000005]
[590,2.6120350000000001,1.736964,0.96664899999999998,0.85317299999999996]
[591,2.6144720000000001,1.737954,0.96662599999999999,0.85308600000000001]
[592,2.616908,1.738942,0.96660400000000002,0.85299899999999995]
[593,2.6193439999999999,1.7399309999999999,0.96658100000000002,0.852912]
[594,2.6217790000000001,1.740918,0.96655800000000003,0.85282599999999997]
[595,2.6242139999999998,1.741905,0.96653599999999995,0.85274000000000005]
[596,2.6266479999999999,1.7428920000000001,0.96651399999999998,0.85265400000000002]
[597,2.6290819999999999,1.7438769999999999,0.96649099999999999,0.85256799999999999]
[598,2.6315149999999998,1.7448630000000001,0.96646900000000002,0.85248199999999996]
[599,2.6339480000000002,1.7458469999999999,0.96644699999999994,0.85239600000000004]
[600,2.6363799999999999,1.746831,0.96642399999999995,0.85231100000000004]
[601,2.6388120000000002,1.7478149999999999,0.96640199999999998,0.85222600000000004]
[602,2.6412429999999998,1.7487969999999999,0.96638000000000002,0.85214100000000004]
[603,2.6436739999999999,1.7497799999999999,0.96635800000000005,0.85205699999999995]
[604,2.6461039999999998,1.750761,0.96633599999999997,0.85197199999999995]
[605,2.648533,1.7517419999999999,0.96631400000000001,0.85188799999999998]
[606,2.6509619999999998,1.752723,0.96629200000000004,0.85180400000000001]
[607,2.6533910000000001,1.753703,0.96626999999999996,0.85172000000000003]
[608,2.6558190000000002,1.7546820000000001,0.96624900000000002,0.85163599999999995]
[609,2.6582469999999998,1.75566,0.96622699999999995,0.851553]
[610,2.6606740000000002,1.7566390000000001,0.96620499999999998,0.85146999999999995]
[611,2.6631010000000002,1.7576160000000001,0.96618400000000004,0.851387]
[612,2.665527,1.7585930000000001,0.96616199999999997,0.85130399999999995]
[613,2.6679529999999998,1.7595700000000001,0.96614,0.85122100000000001]
[614,2.6703779999999999,1.760545,0.96611899999999995,0.85113899999999998]
[615,2.672803,1.7615209999999999,0.96609699999999998,0.85105699999999995]
[616,2.6752280000000002,1.7624949999999999,0.96607600000000005,0.85097400000000001]
[617,2.6776520000000001,1.763469,0.966055,0.85089300000000001]
[618,2.680075,1.764443,0.96603300000000003,0.85081099999999998]
[619,2.6824979999999998,1.7654160000000001,0.96601199999999998,0.85072899999999996]
[620,2.6849210000000001,1.7663880000000001,0.96599100000000004,0.85064799999999996]
[621,2.6873429999999998,1.76736,0.96597,0.85056699999999996]
[622,2.6897639999999998,1.768332,0.96594800000000003,0.85048599999999996]
[623,2.692186,1.7693019999999999,0.96592699999999998,0.85040499999999997]
[624,2.6946059999999998,1.7702720000000001,0.96590600000000004,0.850325]
[625,2.6970269999999998,1.771242,0.96588499999999999,0.850244]
[626,2.6994470000000002,1.772211,0.96586399999999994,0.85016400000000003]
[627,2.7018659999999999,1.77318,0.96584300000000001,0.85008399999999995]
[628,2.704285,1.7741480000000001,0.96582299999999999,0.85000399999999998]
[629,2.7067040000000002,1.775115,0.96580200000000005,0.84992500000000004]
[630,2.7091219999999998,1.7760819999999999,0.965781,0.84984499999999996]
[631,2.7115399999999998,1.777048,0.96575999999999995,0.84976600000000002]
[632,2.7139570000000002,1.778014,0.96573900000000001,0.84968699999999997]
[633,2.7163740000000001,1.7789790000000001,0.96571899999999999,0.84960800000000003]
[634,2.718791,1.779944,0.96569799999999995,0.84952899999999998]
[635,2.7212070000000002,1.7809079999999999,0.96567800000000004,0.84945099999999996]
[636,2.7236229999999999,1.7818719999999999,0.96565699999999999,0.84937200000000002]
[637,2.726038,1.7828349999999999,0.96563699999999997,0.84929399999999999]
[638,2.728453,1.783798,0.96561600000000003,0.84921599999999997]
[639,2.7308680000000001,1.7847599999999999,0.96559600000000001,0.84913799999999995]
[640,2.733282,1.7857209999999999,0.96557499999999996,0.84906099999999995]
[641,2.7356959999999999,1.7866820000000001,0.96555500000000005,0.84898300000000004]
[642,2.7381090000000001,1.7876430000000001,0.96553500000000003,0.84890600000000005]
[643,2.7405219999999999,1.7886029999999999,0.96551500000000001,0.84882899999999994]
[644,2.7429350000000001,1.7895620000000001,0.96549399999999996,0.84875199999999995]
[645,2.7453470000000002,1.790521,0.96547400000000005,0.84867499999999996]
[646,2.7477589999999998,1.791479,0.96545400000000003,0.84859899999999999]
[647,2.7501699999999998,1.7924370000000001,0.96543400000000001,0.848522]
[648,2.7525810000000002,1.7933939999999999,0.96541399999999999,0.84844600000000003]
[649,2.7549920000000001,1.794351,0.96539399999999997,0.84836999999999996]
[650,2.7574019999999999,1.795307,0.96537399999999995,0.84829399999999999]
[651,2.7598120000000002,1.7962629999999999,0.96535400000000005,0.84821800000000003]
[652,2.762222,1.797218,0.96533500000000005,0.84814199999999995]
[653,2.7646310000000001,1.798173,0.96531500000000003,0.84806700000000002]
[654,2.7670400000000002,1.7991269999999999,0.96529500000000001,0.84799199999999997]
[655,2.7694480000000001,1.800081,0.96527499999999999,0.84791700000000003]
[656,2.7718560000000001,1.801034,0.96525499999999997,0.84784199999999998]
[657,2.7742640000000001,1.801987,0.96523599999999998,0.84776700000000005]
[658,2.776672,1.8029390000000001,0.96521599999999996,0.847692]
[659,2.7790789999999999,1.8038909999999999,0.96519699999999997,0.84761799999999998]
[660,2.7814860000000001,1.8048420000000001,0.96517699999999995,0.84754300000000005]
[661,2.7838919999999998,1.8057920000000001,0.96515799999999996,0.84746900000000003]
[662,2.7862979999999999,1.806743,0.96513800000000005,0.84739500000000001]
[663,2.7887040000000001,1.8076920000000001,0.96511899999999995,0.84732200000000002]
[664,2.7911090000000001,1.8086409999999999,0.96509900000000004,0.847248]
[665,2.7935140000000001,1.80959,0.96508000000000005,0.84717399999999998]
[666,2.795919,1.810538,0.96506099999999995,0.84710099999999999]
[667,2.7983229999999999,1.8114859999999999,0.96504100000000004,0.847028]
[668,2.8007270000000002,1.812433,0.96502200000000005,0.84695500000000001]
[669,2.803131,1.81338,0.96500300000000006,0.84688200000000002]
[670,2.8055340000000002,1.8143260000000001,0.96498399999999995,0.84680900000000003]
[671,2.8079369999999999,1.815272,0.96496499999999996,0.84673699999999996]
[672,2.8103400000000001,1.816217,0.96494599999999997,0.84666399999999997]
[673,2.8127420000000001,1.8171619999999999,0.96492699999999998,0.84659200000000001]
[674,2.8151449999999998,1.818106,0.96490799999999999,0.84652000000000005]
[675,2.8175460000000001,1.8190500000000001,0.964889,0.84644799999999998]
[676,2.8199480000000001,1.819993,0.96487000000000001,0.84637600000000002]
[677,2.822349,1.8209360000000001,0.96485100000000001,0.84630499999999997]
[678,2.8247499999999999,1.8218780000000001,0.96483200000000002,0.84623300000000001]
[679,2.8271500000000001,1.8228200000000001,0.96481300000000003,0.84616199999999997]
[680,2.8295509999999999,1.823761,0.96479400000000004,0.84609100000000004]
[681,2.83195,1.824702,0.96477599999999997,0.84601999999999999]
[682,2.8343500000000001,1.825642,0.96475699999999998,0.84594899999999995]
[683,2.8367490000000002,1.8265819999999999,0.96473799999999998,0.84587800000000002]
[684,2.8391479999999998,1.8275220000000001,0.96472000000000002,0.845808]
[685,2.8415469999999998,1.8284609999999999,0.96470100000000003,0.84573699999999996]
[686,2.8439459999999999,1.829399,0.96468299999999996,0.84566699999999995]
[687,2.8463440000000002,1.8303370000000001,0.96466399999999997,0.84559700000000004]
[688,2.8487420000000001,1.831275,0.964646,0.84552700000000003]
[689,2.8511389999999999,1.832212,0.96462700000000001,0.84545700000000001]
[690,2.8535360000000001,1.833148,0.96460900000000005,0.845387]
[691,2.8559329999999998,1.834084,0.96458999999999995,0.84531800000000001]
[692,2.85833,1.8350200000000001,0.96457199999999998,0.845248]
[693,2.8607269999999998,1.835955,0.96455400000000002,0.84517900000000001]
[694,2.8631229999999999,1.8368899999999999,0.96453500000000003,0.84511000000000003]
[695,2.8655189999999999,1.8378239999999999,0.96451699999999996,0.84504100000000004]
[696,2.8679139999999999,1.8387579999999999,0.964499,0.84497199999999995]
[697,2.8703099999999999,1.8396920000000001,0.96448100000000003,0.84490299999999996]
[698,2.8727049999999998,1.840624,0.96446200000000004,0.844835]
[699,2.8750990000000001,1.8415570000000001,0.96444399999999997,0.84476600000000002]
[700,2.877494,1.842489,0.96442600000000001,0.84469799999999995]
[701,2.8798879999999998,1.8434200000000001,0.96440800000000004,0.84462999999999999]
[702,2.882282,1.844352,0.96438999999999997,0.84456200000000003]
[703,2.8846759999999998,1.8452820000000001,0.96437200000000001,0.84449399999999997]
[704,2.88707,1.846212,0.96435400000000004,0.84442600000000001]
[705,2.8894630000000001,1.8471420000000001,0.96433599999999997,0.84435899999999997]
[706,2.8918560000000002,1.848071,0.96431900000000004,0.84429100000000001]
[707,2.8942480000000002,1.849,0.96430099999999996,0.84422399999999997]
[708,2.8966409999999998,1.8499289999999999,0.964283,0.84415700000000005]
[709,2.8990330000000002,1.8508560000000001,0.96426500000000004,0.84409000000000001]
[710,2.9014250000000001,1.8517840000000001,0.96424699999999997,0.84402299999999997]
[711,2.9038170000000001,1.852711,0.96423000000000003,0.84395600000000004]
[712,2.9062079999999999,1.8536379999999999,0.96421199999999996,0.843889]
[713,2.9085990000000002,1.8545640000000001,0.964194,0.84382299999999999]
[714,2.91099,1.8554889999999999,0.96417699999999995,0.84375599999999995]
[715,2.9133810000000002,1.8564149999999999,0.96415899999999999,0.84369000000000005]
[716,2.915772,1.8573390000000001,0.96414200000000005,0.84362400000000004]
[717,2.9181620000000001,1.8582639999999999,0.96412399999999998,0.84355800000000003]
[718,2.9205519999999998,1.8591880000000001,0.96410600000000002,0.84349200000000002]
[719,2.9229419999999999,1.8601110000000001,0.96408899999999997,0.84342700000000004]
[720,2.9253309999999999,1.8610340000000001,0.96407200000000004,0.84336100000000003]
[721,2.927721,1.8619570000000001,0.96405399999999997,0.84329600000000005]
[722,2.93011,1.862879,0.96403700000000003,0.84323000000000004]
[723,2.932499,1.863801,0.96401899999999996,0.84316500000000005]
[724,2.9348869999999998,1.864722,0.96400200000000003,0.84309999999999996]
[725,2.9372760000000002,1.8656429999999999,0.96398499999999998,0.84303499999999998]
[726,2.9396640000000001,1.8665639999999999,0.96396800000000005,0.84297]
[727,2.9420519999999999,1.8674839999999999,0.96394999999999997,0.84290500000000002]
[728,2.9444400000000002,1.868403,0.96393300000000004,0.84284099999999995]
[729,2.9468269999999999,1.8693230000000001,0.963916,0.84277599999999997]
[730,2.949214,1.870241,0.96389899999999995,0.84271200000000002]
[731,2.9516019999999998,1.8711599999999999,0.96388200000000002,0.84264799999999995]
[732,2.9539879999999998,1.8720779999999999,0.96386499999999997,0.842584]
[733,2.956375,1.872995,0.96384800000000004,0.84252000000000005]
[734,2.9587620000000001,1.873912,0.96383099999999999,0.84245599999999998]
[735,2.9611480000000001,1.8748290000000001,0.96381399999999995,0.84239200000000003]
[736,2.9635340000000001,1.875745,0.96379700000000001,0.84232899999999999]
[737,2.9659200000000001,1.8766609999999999,0.96377999999999997,0.84226500000000004]
[738,2.968305,1.8775759999999999,0.96376300000000004,0.84220200000000001]
[739,2.970691,1.8784909999999999,0.96374599999999999,0.84213899999999997]
[740,2.9730759999999998,1.8794059999999999,0.96372899999999995,0.84207600000000005]
[741,2.9754610000000001,1.88032,0.96371300000000004,0.84201300000000001]
[742,2.977846,1.8812340000000001,0.963696,0.84194999999999998]
[743,2.9802309999999999,1.882147,0.96367899999999995,0.84188700000000005]
[744,2.982615,1.88306,0.96366200000000002,0.84182500000000005]
[745,2.9849990000000002,1.8839729999999999,0.963646,0.84176200000000001]
[746,2.9873829999999999,1.8848849999999999,0.96362899999999996,0.8417]
[747,2.9897670000000001,1.885796,0.96361200000000002,0.841638]
[748,2.9921509999999998,1.8867080000000001,0.96359600000000001,0.84157499999999996]
[749,2.9945339999999998,1.8876189999999999,0.96357899999999996,0.84151299999999996]
[750,2.996918,1.8885289999999999,0.96356299999999995,0.84145199999999998]
[751,2.999301,1.8894390000000001,0.96354600000000001,0.84138999999999997]
[752,3.001684,1.8903490000000001,0.96353,0.84132799999999996]
[753,3.004067,1.8912580000000001,0.96351299999999995,0.84126699999999999]
[754,3.0064489999999999,1.8921669999999999,0.96349700000000005,0.84120499999999998]
[755,3.008832,1.8930750000000001,0.96348,0.841144]
[756,3.0112139999999998,1.893983,0.96346399999999999,0.84108300000000003]
[757,3.0135960000000002,1.8948910000000001,0.96344799999999997,0.84102200000000005]
[758,3.015978,1.8957980000000001,0.96343100000000004,0.84096099999999996]
[759,3.0183599999999999,1.8967050000000001,0.96341500000000002,0.84089999999999998]
[760,3.0207410000000001,1.8976109999999999,0.96339900000000001,0.840839]
[761,3.0231219999999999,1.898517,0.96338299999999999,0.84077800000000003]
[762,3.0255040000000002,1.8994230000000001,0.96336599999999994,0.84071799999999997]
[763,3.0278849999999999,1.900328,0.96335000000000004,0.84065800000000002]
[764,3.0302660000000001,1.901233,0.96333400000000002,0.84059700000000004]
[765,3.0326460000000002,1.9021380000000001,0.96331800000000001,0.84053699999999998]
[766,3.0350269999999999,1.9030419999999999,0.96330199999999999,0.84047700000000003]
[767,3.037407,1.903945,0.96328599999999998,0.84041699999999997]
[768,3.039787,1.904849,0.96326999999999996,0.84035700000000002]
[769,3.0421670000000001,1.9057519999999999,0.96325400000000005,0.84029699999999996]
[770,3.0445470000000001,1.9066540000000001,0.96323800000000004,0.84023800000000004]
[771,3.0469270000000002,1.907556,0.96322200000000002,0.84017799999999998]
[772,3.0493070000000002,1.908458,0.96320600000000001,0.84011899999999995]
[773,3.0516860000000001,1.909359,0.96318999999999999,0.84006000000000003]
[774,3.054065,1.9102600000000001,0.96317399999999997,0.84]
[775,3.0564439999999999,1.9111610000000001,0.96315799999999996,0.83994100000000005]
[776,3.0588229999999998,1.912061,0.96314200000000005,0.83988200000000002]
[777,3.0612020000000002,1.9129609999999999,0.96312600000000004,0.83982400000000001]
[778,3.0635810000000001,1.9138599999999999,0.96311100000000005,0.83976499999999998]
[779,3.0659589999999999,1.9147590000000001,0.96309500000000003,0.83970599999999995]
[780,3.0683379999999998,1.9156580000000001,0.96307900000000002,0.83964799999999995]
[781,3.070716,1.9165559999999999,0.96306400000000003,0.83958900000000003]
[782,3.0730940000000002,1.917454,0.96304800000000002,0.83953100000000003]
[783,3.075472,1.9183520000000001,0.963032,0.83947300000000002]
[784,3.0778500000000002,1.919249,0.96301700000000001,0.83941500000000002]
[785,3.0802269999999998,1.9201459999999999,0.963001,0.83935700000000002]
[786,3.082605,1.9210419999999999,0.96298499999999998,0.83929900000000002]
[787,3.0849820000000001,1.9219379999999999,0.96296999999999999,0.83924100000000001]
[788,3.0873599999999999,1.9228339999999999,0.96295399999999998,0.83918300000000001]
[789,3.089737,1.923729,0.96293899999999999,0.83912500000000001]
[790,3.092114,1.9246239999999999,0.96292299999999997,0.83906800000000004]
[791,3.0944910000000001,1.9255180000000001,0.96290799999999999,0.83901099999999995]
[792,3.096867,1.926412,0.96289199999999997,0.83895299999999995]
[793,3.0992440000000001,1.927306,0.96287699999999998,0.83889599999999998]
[794,3.10162,1.9281999999999999,0.962862,0.838839]
[795,3.1039970000000001,1.9290929999999999,0.96284599999999998,0.83878200000000003]
[796,3.1063730000000001,1.9299850000000001,0.96283099999999999,0.83872500000000005]
[797,3.108749,1.9308780000000001,0.96281600000000001,0.83866799999999997]
[798,3.1111249999999999,1.93177,0.96279999999999999,0.83861200000000002]
[799,3.1135009999999999,1.932661,0.962785,0.83855500000000005]
[800,3.1158760000000001,1.9335519999999999,0.96277000000000001,0.83849899999999999]
[801,3.118252,1.9344429999999999,0.96275500000000003,0.83844200000000002]
[802,3.120628,1.9353340000000001,0.96273900000000001,0.83838599999999996]
[803,3.1230030000000002,1.9362239999999999,0.96272400000000002,0.83833000000000002]
[804,3.125378,1.9371130000000001,0.96270900000000004,0.83827399999999996]
[805,3.1277529999999998,1.9380029999999999,0.96269400000000005,0.83821800000000002]
[806,3.130128,1.9388920000000001,0.96267899999999995,0.83816199999999996]
[807,3.1325029999999998,1.939781,0.96266399999999996,0.83810600000000002]
[808,3.1348780000000001,1.940669,0.96264899999999998,0.83804999999999996]
[809,3.1372529999999998,1.941557,0.96263399999999999,0.83799500000000005]
[810,3.1396269999999999,1.9424440000000001,0.962619,0.83793899999999999]
[811,3.1420020000000002,1.9433320000000001,0.96260400000000002,0.83788399999999996]
[812,3.1443759999999998,1.944218,0.96258900000000003,0.83782900000000005]
[813,3.1467499999999999,1.9451050000000001,0.96257400000000004,0.83777299999999999]
[814,3.149124,1.945991,0.96255900000000005,0.83771799999999996]
[815,3.1514980000000001,1.946877,0.96254399999999996,0.83766300000000005]
[816,3.1538719999999998,1.947762,0.96252899999999997,0.83760800000000002]
[817,3.1562459999999999,1.9486479999999999,0.96251399999999998,0.83755299999999999]
[818,3.15862,1.949532,0.96249899999999999,0.83749899999999999]
[819,3.1609929999999999,1.9504170000000001,0.96248500000000003,0.83744399999999997]
[820,3.163367,1.951301,0.96247000000000005,0.83738999999999997]
[821,3.16574,1.9521839999999999,0.96245499999999995,0.83733500000000005]
[822,3.1681140000000001,1.953068,0.96243999999999996,0.83728100000000005]
[823,3.1704870000000001,1.953951,0.962426,0.83722600000000003]
[824,3.17286,1.954833,0.96241100000000002,0.83717200000000003]
[825,3.175233,1.955716,0.96239600000000003,0.83711800000000003]
[826,3.1776059999999999,1.9565980000000001,0.96238199999999996,0.83706400000000003]
[827,3.1799789999999999,1.957479,0.96236699999999997,0.83701000000000003]
[828,3.1823519999999998,1.958361,0.96235199999999999,0.83695699999999995]
[829,3.1847240000000001,1.9592419999999999,0.96233800000000003,0.83690299999999995]
[830,3.1870970000000001,1.9601219999999999,0.96232300000000004,0.83684899999999995]
[831,3.1894689999999999,1.9610019999999999,0.96230899999999997,0.83679599999999998]
[832,3.1918419999999998,1.9618819999999999,0.96229399999999998,0.83674199999999999]
[833,3.1942140000000001,1.9627619999999999,0.96228000000000002,0.83668900000000002]
[834,3.1965859999999999,1.963641,0.96226500000000004,0.83663600000000005]
[835,3.1989580000000002,1.96452,0.96225099999999997,0.83658200000000005]
[836,3.20133,1.9653989999999999,0.96223599999999998,0.83652899999999997]
[837,3.2037019999999998,1.9662770000000001,0.96222200000000002,0.836476]
[838,3.2060740000000001,1.967155,0.96220799999999995,0.83642300000000003]
[839,3.2084459999999999,1.968032,0.96219299999999996,0.83637099999999998]
[840,3.2108180000000002,1.968909,0.96217900000000001,0.83631800000000001]
[841,3.2131889999999999,1.969786,0.96216500000000005,0.83626500000000004]
[842,3.2155610000000001,1.9706630000000001,0.96214999999999995,0.83621299999999998]
[843,3.2179319999999998,1.9715389999999999,0.96213599999999999,0.83616000000000001]
[844,3.2203040000000001,1.972415,0.96212200000000003,0.83610799999999996]
[845,3.2226750000000002,1.97329,0.96210700000000005,0.83605600000000002]
[846,3.2250459999999999,1.9741660000000001,0.96209299999999998,0.83600300000000005]
[847,3.2274180000000001,1.9750399999999999,0.96207900000000002,0.835951]
[848,3.2297889999999998,1.9759150000000001,0.96206499999999995,0.83589899999999995]
[849,3.2321599999999999,1.9767889999999999,0.96205099999999999,0.83584700000000001]
[850,3.234531,1.9776629999999999,0.96203700000000003,0.83579499999999995]
[851,3.2369020000000002,1.978537,0.96202200000000004,0.83574400000000004]
[852,3.2392729999999998,1.9794099999999999,0.96200799999999997,0.83569199999999999]
[853,3.2416429999999998,1.980283,0.96199400000000002,0.83564000000000005]
[854,3.244014,1.981155,0.96197999999999995,0.83558900000000003]
[855,3.2463850000000001,1.982027,0.96196599999999999,0.83553699999999997]
[856,3.2487550000000001,1.982899,0.96195200000000003,0.83548599999999995]
[857,3.2511260000000002,1.983771,0.96193799999999996,0.83543500000000004]
[858,3.2534960000000002,1.984642,0.961924,0.83538400000000002]
[859,3.2558669999999998,1.9855130000000001,0.96191000000000004,0.83533299999999999]
[860,3.2582369999999998,1.9863839999999999,0.96189599999999997,0.83528199999999997]
[861,3.2606069999999998,1.9872540000000001,0.96188200000000001,0.83523099999999995]
[862,3.2629779999999999,1.988124,0.96186899999999997,0.83518000000000003]
[863,3.2653479999999999,1.9889939999999999,0.96185500000000002,0.83512900000000001]
[864,3.2677179999999999,1.9898629999999999,0.96184099999999995,0.83507799999999999]
[865,3.2700879999999999,1.9907319999999999,0.96182699999999999,0.83502799999999999]
[866,3.2724579999999999,1.991601,0.96181300000000003,0.83497699999999997]
[867,3.2748279999999999,1.992469,0.96179899999999996,0.83492699999999997]
[868,3.2771979999999998,1.9933369999999999,0.96178600000000003,0.83487599999999995]
[869,3.2795670000000001,1.994205,0.96177199999999996,0.83482599999999996]
[870,3.2819370000000001,1.995072,0.961758,0.83477599999999996]
[871,3.2843070000000001,1.9959389999999999,0.96174400000000004,0.83472599999999997]
[872,3.2866770000000001,1.9968060000000001,0.961731,0.83467599999999997]
[873,3.2890459999999999,1.997673,0.96171700000000004,0.83462599999999998]
[874,3.2914159999999999,1.9985390000000001,0.96170299999999997,0.83457599999999998]
[875,3.2937850000000002,1.9994050000000001,0.96169000000000004,0.83452599999999999]
[876,3.2961550000000002,2.00027,0.96167599999999998,0.83447700000000002]
[877,3.298524,2.0011350000000001,0.96166200000000002,0.83442700000000003]
[878,3.300894,2.0019999999999998,0.96164899999999998,0.83437700000000004]
[879,3.3032629999999998,2.0028649999999999,0.96163500000000002,0.83432799999999996]
[880,3.3056320000000001,2.0037289999999999,0.96162199999999998,0.83427899999999999]
[881,3.308001,2.0045929999999998,0.96160800000000002,0.834229]
[882,3.310371,2.0054569999999998,0.96159499999999998,0.83418000000000003]
[883,3.3127399999999998,2.0063200000000001,0.96158100000000002,0.83413099999999996]
[884,3.3151090000000001,2.0071829999999999,0.96156799999999998,0.83408199999999999]
[885,3.3174779999999999,2.0080460000000002,0.96155400000000002,0.83403300000000002]
[886,3.3198470000000002,2.0089079999999999,0.96154099999999998,0.83398399999999995]
[887,3.3222160000000001,2.0097700000000001,0.96152700000000002,0.83393499999999998]
[888,3.3245849999999999,2.0106320000000002,0.96151399999999998,0.83388600000000002]
[889,3.3269540000000002,2.0114939999999999,0.96150100000000005,0.83383799999999997]
[890,3.329323,2.0123549999999999,0.96148699999999998,0.833789]
[891,3.3316919999999999,2.0132159999999999,0.96147400000000005,0.83374000000000004]
[892,3.33406,2.0140760000000002,0.96146100000000001,0.83369199999999999]
[893,3.3364289999999999,2.0149370000000002,0.96144700000000005,0.83364400000000005]
[894,3.3387980000000002,2.0157970000000001,0.96143400000000001,0.83359499999999997]
[895,3.341167,2.0166559999999998,0.96142099999999997,0.83354700000000004]
[896,3.3435350000000001,2.0175160000000001,0.96140700000000001,0.83349899999999999]
[897,3.345904,2.0183749999999998,0.96139399999999997,0.83345100000000005]
[898,3.3482729999999998,2.019234,0.96138100000000004,0.833403]
[899,3.350641,2.020092,0.961368,0.83335499999999996]
[900,3.3530099999999998,2.02095,0.96135499999999996,0.83330700000000002]
[901,3.355378,2.021808,0.961341,0.83325899999999997]
[902,3.3577469999999998,2.0226660000000001,0.96132799999999996,0.83321100000000003]
[903,3.360115,2.023523,0.96131500000000003,0.83316400000000002]
[904,3.3624839999999998,2.0243799999999998,0.96130199999999999,0.83311599999999997]
[905,3.364852,2.0252370000000002,0.96128899999999995,0.83306899999999995]
[906,3.3672209999999998,2.0260929999999999,0.96127600000000002,0.83302100000000001]
[907,3.3695889999999999,2.0269499999999998,0.96126299999999998,0.83297399999999999]
[908,3.3719570000000001,2.0278049999999999,0.96125000000000005,0.83292699999999997]
[909,3.3743259999999999,2.028661,0.96123700000000001,0.83287999999999995]
[910,3.3766940000000001,2.0295160000000001,0.96122399999999997,0.83283200000000002]
[911,3.3790619999999998,2.0303710000000001,0.96121100000000004,0.832785]
[912,3.3814310000000001,2.0312260000000002,0.961198,0.83273799999999998]
[913,3.3837989999999998,2.0320800000000001,0.96118499999999996,0.83269099999999996]
[914,3.3861669999999999,2.032934,0.96117200000000003,0.83264499999999997]
[915,3.3885350000000001,2.0337879999999999,0.96115899999999999,0.83259799999999995]
[916,3.3909029999999998,2.0346419999999998,0.96114599999999994,0.83255100000000004]
[917,3.3932720000000001,2.0354950000000001,0.96113300000000002,0.83250500000000005]
[918,3.3956400000000002,2.0363479999999998,0.96111999999999997,0.83245800000000003]
[919,3.3980079999999999,2.0371999999999999,0.96110700000000004,0.83241100000000001]
[920,3.4003760000000001,2.0380530000000001,0.961094,0.83236500000000002]
[921,3.4027440000000002,2.0389050000000002,0.96108199999999999,0.83231900000000003]
[922,3.4051119999999999,2.0397560000000001,0.96106899999999995,0.83227200000000001]
[923,3.4074800000000001,2.0406080000000002,0.96105600000000002,0.83222600000000002]
[924,3.4098489999999999,2.0414590000000001,0.96104299999999998,0.83218000000000003]
[925,3.4122170000000001,2.0423100000000001,0.96103000000000005,0.83213400000000004]
[926,3.4145850000000002,2.043161,0.96101800000000004,0.83208800000000005]
[927,3.4169529999999999,2.0440109999999998,0.961005,0.83204199999999995]
[928,3.4193210000000001,2.044861,0.96099199999999996,0.83199599999999996]
[929,3.4216890000000002,2.0457109999999998,0.96097999999999995,0.831951]
[930,3.4240569999999999,2.0465599999999999,0.96096700000000002,0.83190500000000001]
[931,3.4264250000000001,2.0474100000000002,0.96095399999999997,0.83185900000000002]
[932,3.4287930000000002,2.0482589999999998,0.96094199999999996,0.83181400000000005]
[933,3.4311609999999999,2.0491069999999998,0.96092900000000003,0.83176799999999995]
[934,3.4335290000000001,2.0499559999999999,0.96091599999999999,0.83172299999999999]
[935,3.4358970000000002,2.0508039999999998,0.96090399999999998,0.831677]
[936,3.4382649999999999,2.0516519999999998,0.96089100000000005,0.83163200000000004]
[937,3.4406330000000001,2.0524990000000001,0.96087900000000004,0.83158699999999997]
[938,3.4430010000000002,2.0533459999999999,0.960866,0.831542]
[939,3.4453689999999999,2.0541930000000002,0.96085299999999996,0.83149600000000001]
[940,3.4477370000000001,2.05504,0.96084099999999995,0.83145100000000005]
[941,3.4501050000000002,2.0558860000000001,0.96082800000000002,0.83140599999999998]
[942,3.4524729999999999,2.0567329999999999,0.960816,0.83136100000000002]
[943,3.4548410000000001,2.0575779999999999,0.96080399999999999,0.83131699999999997]
[944,3.4572090000000002,2.058424,0.96079099999999995,0.83127200000000001]
[945,3.4595769999999999,2.059269,0.96077900000000005,0.83122700000000005]
[946,3.4619450000000001,2.060114,0.96076600000000001,0.83118300000000001]
[947,3.4643130000000002,2.060959,0.960754,0.83113800000000004]
[948,3.4666809999999999,2.061804,0.96074099999999996,0.83109299999999997]
[949,3.4690479999999999,2.0626479999999998,0.96072900000000006,0.83104900000000004]
[950,3.4714160000000001,2.0634920000000001,0.96071700000000004,0.83100499999999999]
[951,3.4737840000000002,2.0643359999999999,0.960704,0.83096000000000003]
[952,3.4761519999999999,2.0651790000000001,0.96069199999999999,0.83091599999999999]
[953,3.4785200000000001,2.0660219999999998,0.96067999999999998,0.83087200000000005]
[954,3.4808880000000002,2.066865,0.96066700000000005,0.83082800000000001]
[955,3.4832559999999999,2.0677080000000001,0.96065500000000004,0.83078399999999997]
[956,3.4856250000000002,2.0685500000000001,0.96064300000000002,0.83074000000000003]
[957,3.4879929999999999,2.0693920000000001,0.96063100000000001,0.83069599999999999]
[958,3.490361,2.0702340000000001,0.96061799999999997,0.83065199999999995]
[959,3.4927290000000002,2.0710760000000001,0.96060599999999996,0.83060800000000001]
[960,3.4950969999999999,2.071917,0.96059399999999995,0.83056399999999997]
[961,3.497465,2.0727579999999999,0.96058200000000005,0.83052099999999995]
[962,3.4998330000000002,2.0735990000000002,0.96056900000000001,0.83047700000000002]
[963,3.5022009999999999,2.0744389999999999,0.96055699999999999,0.83043400000000001]
[964,3.504569,2.0752790000000001,0.96054499999999998,0.83038999999999996]
[965,3.5069370000000002,2.0761189999999998,0.96053299999999997,0.83034699999999995]
[966,3.5093049999999999,2.076959,0.96052099999999996,0.83030300000000001]
[967,3.511673,2.077798,0.96050899999999995,0.83026]
[968,3.5140419999999999,2.0786370000000001,0.96049700000000005,0.83021699999999998]
[969,3.51641,2.0794760000000001,0.96048500000000003,0.83017399999999997]
[970,3.5187780000000002,2.0803150000000001,0.96047199999999999,0.83013000000000003]
[971,3.5211459999999999,2.081153,0.96045999999999998,0.83008700000000002]
[972,3.523514,2.0819920000000001,0.96044799999999997,0.830044]
[973,3.5258820000000002,2.0828289999999998,0.96043599999999996,0.83000099999999999]
[974,3.528251,2.0836670000000002,0.96042400000000006,0.829959]
[975,3.5306190000000002,2.0845039999999999,0.96041200000000004,0.82991599999999999]
[976,3.5329869999999999,2.0853410000000001,0.96040000000000003,0.82987299999999997]
[977,3.5353560000000002,2.0861779999999999,0.96038800000000002,0.82982999999999996]
[978,3.5377239999999999,2.0870150000000001,0.96037600000000001,0.82978799999999997]
[979,3.540092,2.0878510000000001,0.96036500000000002,0.82974499999999995]
[980,3.5424609999999999,2.0886870000000002,0.96035300000000001,0.82970299999999997]
[981,3.544829,2.0895229999999998,0.960341,0.82965999999999995]
[982,3.5471970000000002,2.0903580000000002,0.96032899999999999,0.82961799999999997]
[983,3.549566,2.0911940000000002,0.96031699999999998,0.82957599999999998]
[984,3.5519340000000001,2.0920290000000001,0.96030499999999996,0.82953299999999996]
[985,3.554303,2.0928629999999999,0.96029299999999995,0.82949099999999998]
[986,3.5566710000000001,2.0936979999999998,0.96028100000000005,0.82944899999999999]
[987,3.55904,2.0945320000000001,0.96026999999999996,0.82940700000000001]
[988,3.5614080000000001,2.0953659999999998,0.96025799999999994,0.82936500000000002]
[989,3.563777,2.0962000000000001,0.96024600000000004,0.82932300000000003]
[990,3.5661450000000001,2.0970330000000001,0.96023400000000003,0.82928100000000005]
[991,3.568514,2.0978669999999999,0.96022200000000002,0.82923899999999995]
[992,3.5708829999999998,2.0987,0.96021100000000004,0.82919699999999996]
[993,3.573251,2.099532,0.96019900000000002,0.829156]
[994,3.5756199999999998,2.100365,0.96018700000000001,0.82911400000000002]
[995,3.5779890000000001,2.101197,0.960175,0.82907200000000003]
[996,3.5803569999999998,2.1020289999999999,0.96016400000000002,0.82903099999999996]
[997,3.5827260000000001,2.1028609999999999,0.96015200000000001,0.82898899999999998]
[998,3.5850949999999999,2.1036920000000001,0.96013999999999999,0.82894800000000002]
[999,3.5874640000000002,2.1045240000000001,0.96012900000000001,0.82890600000000003]
[1000,3.5898330000000001,2.1053549999999999,0.960117,0.82886499999999996]
[1001,3.5922010000000002,2.106185,0.96010499999999999,0.82882400000000001]
[1002,3.59457,2.1070159999999998,0.960094,0.82878300000000005]
[1003,3.5969389999999999,2.1078459999999999,0.96008199999999999,0.82874099999999995]
[1004,3.5993080000000002,2.108676,0.96007100000000001,0.82869999999999999]
[1005,3.601677,2.1095060000000001,0.960059,0.82865900000000003]
[1006,3.6040459999999999,2.1103350000000001,0.96004800000000001,0.82861799999999997]
[1007,3.6064150000000001,2.1111650000000002,0.960036,0.82857700000000001]
[1008,3.608784,2.1119940000000001,0.96002399999999999,0.82853600000000005]
[1009,3.611154,2.112822,0.96001300000000001,0.82849600000000001]
[1010,3.6135229999999998,2.1136509999999999,0.96000099999999999,0.82845500000000005]
[1011,3.6158920000000001,2.1144790000000002,0.95999000000000001,0.82841399999999998]
[1012,3.6182609999999999,2.115307,0.959978,0.82837400000000005]
[1013,3.6206299999999998,2.1161349999999999,0.95996700000000001,0.82833299999999999]
[1014,3.6230000000000002,2.1169630000000002,0.959955,0.82829200000000003]
[1015,3.6253690000000001,2.1177899999999998,0.95994400000000002,0.82825199999999999]
[1016,3.6277379999999999,2.118617,0.95993300000000004,0.82821100000000003]
[1017,3.6301079999999999,2.1194440000000001,0.95992100000000002,0.82817099999999999]
[1018,3.6324770000000002,2.1202700000000001,0.95991000000000004,0.82813099999999995]
[1019,3.6348470000000002,2.1210969999999998,0.95989800000000003,0.82809100000000002]
[1020,3.637216,2.1219229999999998,0.95988700000000005,0.82804999999999995]
[1021,3.639586,2.1227490000000002,0.95987599999999995,0.82801000000000002]
[1022,3.641956,2.1235740000000001,0.95986400000000005,0.82796999999999998]
[1023,3.6443249999999998,2.1244000000000001,0.95985299999999996,0.82793000000000005]
[1024,3.6466949999999998,2.1252249999999999,0.95984199999999997,0.82789000000000001]
[1025,3.6490649999999998,2.1260500000000002,0.95982999999999996,0.82784999999999997]
[1026,3.6514340000000001,2.1268750000000001,0.95981899999999998,0.82781000000000005]
[1027,3.6538040000000001,2.1276989999999998,0.95980799999999999,0.82777000000000001]
[1028,3.656174,2.1285229999999999,0.95979599999999998,0.82773099999999999]
[1029,3.658544,2.1293470000000001,0.959785,0.82769099999999995]
[1030,3.660914,2.1301709999999998,0.95977400000000002,0.82765100000000003]
[1031,3.663284,2.1309939999999998,0.95976300000000003,0.82761200000000001]
[1032,3.665654,2.131818,0.95975100000000002,0.82757199999999997]
[1033,3.668024,2.132641,0.95974000000000004,0.82753200000000005]
[1034,3.6703939999999999,2.133464,0.95972900000000005,0.82749300000000003]
[1035,3.6727639999999999,2.1342859999999999,0.95971799999999996,0.82745400000000002]
[1036,3.6751339999999999,2.1351079999999998,0.95970599999999995,0.82741399999999998]
[1037,3.6775039999999999,2.1359309999999998,0.95969499999999996,0.82737499999999997]
[1038,3.679875,2.136752,0.95968399999999998,0.82733599999999996]
[1039,3.682245,2.1375739999999999,0.959673,0.82729699999999995]
[1040,3.684615,2.138395,0.95966200000000002,0.82725700000000002]
[1041,3.6869860000000001,2.1392169999999999,0.95965100000000003,0.82721800000000001]
[1042,3.6893560000000001,2.1400380000000001,0.95964000000000005,0.827179]
[1043,3.6917270000000002,2.1408580000000001,0.95962899999999995,0.82713999999999999]
[1044,3.6940970000000002,2.1416789999999999,0.95961700000000005,0.82710099999999998]
[1045,3.6964679999999999,2.1424989999999999,0.95960599999999996,0.82706199999999996]
[1046,3.6988379999999998,2.143319,0.95959499999999998,0.82702399999999998]
[1047,3.701209,2.144139,0.95958399999999999,0.82698499999999997]
[1048,3.7035800000000001,2.1449579999999999,0.95957300000000001,0.82694599999999996]
[1049,3.7059500000000001,2.145778,0.95956200000000003,0.82690699999999995]
[1050,3.7083210000000002,2.1465969999999999,0.95955100000000004,0.82686899999999997]
[1051,3.7106919999999999,2.1474160000000002,0.95953999999999995,0.82682999999999995]
[1052,3.713063,2.148234,0.95952899999999997,0.82679199999999997]
[1053,3.7154340000000001,2.1490529999999999,0.95951799999999998,0.82675299999999996]
[1054,3.7178049999999998,2.1498710000000001,0.959507,0.82671499999999998]
[1055,3.7201759999999999,2.1506889999999999,0.95949600000000002,0.82667599999999997]
[1056,3.7225470000000001,2.1515070000000001,0.95948500000000003,0.82663799999999998]
[1057,3.7249180000000002,2.1523240000000001,0.95947400000000005,0.8266]
[1058,3.72729,2.1531410000000002,0.95946299999999995,0.82656099999999999]
[1059,3.7296610000000001,2.153959,0.959453,0.82652300000000001]
[1060,3.7320319999999998,2.1547749999999999,0.95944200000000002,0.82648500000000003]
[1061,3.7344040000000001,2.155592,0.95943100000000003,0.82644700000000004]
[1062,3.7367750000000002,2.1564079999999999,0.95942000000000005,0.82640899999999995]
[1063,3.7391459999999999,2.1572249999999999,0.95940899999999996,0.82637099999999997]
[1064,3.7415180000000001,2.1580409999999999,0.95939799999999997,0.82633299999999998]
[1065,3.7438899999999999,2.1588560000000001,0.95938699999999999,0.826295]
[1066,3.7462610000000001,2.159672,0.95937600000000001,0.82625700000000002]
[1067,3.7486329999999999,2.1604869999999998,0.95936600000000005,0.82621999999999995]
[1068,3.7510050000000001,2.1613020000000001,0.95935499999999996,0.82618199999999997]
[1069,3.7533759999999998,2.1621169999999998,0.95934399999999997,0.82614399999999999]
[1070,3.7557480000000001,2.1629320000000001,0.95933299999999999,0.82610700000000004]
[1071,3.7581199999999999,2.1637460000000002,0.95932300000000004,0.82606900000000005]
[1072,3.7604920000000002,2.1645599999999998,0.95931200000000005,0.82603099999999996]
[1073,3.762864,2.1653739999999999,0.95930099999999996,0.82599400000000001]
[1074,3.7652359999999998,2.166188,0.95928999999999998,0.82595600000000002]
[1075,3.7676080000000001,2.167001,0.95928000000000002,0.82591899999999996]
[1076,3.7699799999999999,2.167815,0.95926900000000004,0.82588200000000001]
[1077,3.7723529999999998,2.168628,0.95925800000000006,0.82584400000000002]
[1078,3.7747250000000001,2.169441,0.95924699999999996,0.82580699999999996]
[1079,3.7770969999999999,2.1702530000000002,0.95923700000000001,0.82577]
[1080,3.7794699999999999,2.1710660000000002,0.95922600000000002,0.82573300000000005]
[1081,3.7818420000000001,2.171878,0.95921500000000004,0.82569599999999999]
[1082,3.7842150000000001,2.1726899999999998,0.95920499999999997,0.82565900000000003]
[1083,3.7865869999999999,2.173502,0.95919399999999999,0.82562199999999997]
[1084,3.7889599999999999,2.1743130000000002,0.95918300000000001,0.82558500000000001]
[1085,3.7913329999999998,2.175125,0.95917300000000005,0.82554799999999995]
[1086,3.7937050000000001,2.1759360000000001,0.95916199999999996,0.82551099999999999]
[1087,3.7960780000000001,2.1767470000000002,0.959152,0.82547400000000004]
[1088,3.798451,2.1775579999999999,0.95914100000000002,0.82543699999999998]
[1089,3.800824,2.1783679999999999,0.95913000000000004,0.82540000000000002]
[1090,3.8031969999999999,2.1791779999999998,0.95911999999999997,0.82536399999999999]
[1091,3.8055699999999999,2.1799879999999998,0.95910899999999999,0.82532700000000003]
[1092,3.8079429999999999,2.1807979999999998,0.95909900000000003,0.82528999999999997]
[1093,3.8103159999999998,2.1816080000000002,0.95908800000000005,0.82525400000000004]
[1094,3.8126890000000002,2.1824170000000001,0.95907799999999999,0.82521699999999998]
[1095,3.8150629999999999,2.183227,0.959067,0.82518100000000005]
[1096,3.8174359999999998,2.1840359999999999,0.95905700000000005,0.82514399999999999]
[1097,3.8198089999999998,2.184844,0.95904599999999995,0.82510799999999995]
[1098,3.8221829999999999,2.1856529999999998,0.959036,0.82507200000000003]
[1099,3.8245559999999998,2.186461,0.95902500000000002,0.82503499999999996]
[1100,3.8269299999999999,2.1872699999999998,0.95901499999999995,0.82499900000000004]
[1101,3.829304,2.188078,0.95900399999999997,0.824963]
[1102,3.831677,2.188885,0.95899400000000001,0.82492699999999997]
[1103,3.8340510000000001,2.1896930000000001,0.95898399999999995,0.82489100000000004]
[1104,3.8364250000000002,2.1905000000000001,0.95897299999999996,0.824855]
[1105,3.8387989999999999,2.1913070000000001,0.95896300000000001,0.82481899999999997]
[1106,3.8411729999999999,2.1921140000000001,0.95895200000000003,0.82478300000000004]
[1107,3.843547,2.1929210000000001,0.95894199999999996,0.82474700000000001]
[1108,3.8459210000000001,2.1937280000000001,0.95893200000000001,0.82471099999999997]
[1109,3.8482949999999998,2.194534,0.95892100000000002,0.82467500000000005]
[1110,3.8506689999999999,2.1953399999999998,0.95891099999999996,0.82463900000000001]
[1111,3.8530440000000001,2.1961460000000002,0.95889999999999997,0.82460299999999997]
[1112,3.8554179999999998,2.1969509999999999,0.95889000000000002,0.82456799999999997]
[1113,3.8577919999999999,2.1977570000000002,0.95887999999999995,0.82453200000000004]
[1114,3.8601670000000001,2.1985619999999999,0.95886899999999997,0.82449600000000001]
[1115,3.8625409999999998,2.1993670000000001,0.95885900000000002,0.824461]
[1116,3.864916,2.2001719999999998,0.95884899999999995,0.82442499999999996]
[1117,3.8672909999999998,2.200977,0.958839,0.82438999999999996]
[1118,3.8696649999999999,2.201781,0.95882800000000001,0.82435400000000003]
[1119,3.8720400000000001,2.2025860000000002,0.95881799999999995,0.82431900000000002]
[1120,3.8744149999999999,2.2033900000000002,0.95880799999999999,0.82428400000000002]
[1121,3.8767900000000002,2.2041930000000001,0.95879800000000004,0.82424799999999998]
[1122,3.879165,2.2049970000000001,0.95878699999999994,0.82421299999999997]
[1123,3.8815400000000002,2.2058,0.95877699999999999,0.82417799999999997]
[1124,3.883915,2.206604,0.95876700000000004,0.82414299999999996]
[1125,3.8862899999999998,2.2074069999999999,0.95875699999999997,0.82410799999999995]
[1126,3.8886660000000002,2.2082099999999998,0.95874599999999999,0.82407200000000003]
[1127,3.891041,2.209012,0.95873600000000003,0.82403700000000002]
[1128,3.8934160000000002,2.2098149999999999,0.95872599999999997,0.82400200000000001]
[1129,3.8957920000000001,2.2106170000000001,0.95871600000000001,0.823967]
[1130,3.8981669999999999,2.2114189999999998,0.95870599999999995,0.823932]
[1131,3.9005429999999999,2.212221,0.95869599999999999,0.82389800000000002]
[1132,3.9029189999999998,2.213022,0.95868600000000004,0.82386300000000001]
[1133,3.905294,2.2138239999999998,0.95867500000000005,0.823828]
[1134,3.90767,2.2146249999999998,0.95866499999999999,0.823793]
[1135,3.9100459999999999,2.2154259999999999,0.95865500000000003,0.82375799999999999]
[1136,3.9124219999999998,2.2162269999999999,0.95864499999999997,0.82372400000000001]
[1137,3.9147980000000002,2.2170269999999999,0.95863500000000001,0.823689]
[1138,3.9171740000000002,2.2178279999999999,0.95862499999999995,0.823654]
[1139,3.9195500000000001,2.2186279999999998,0.95861499999999999,0.82362000000000002]
[1140,3.921926,2.2194280000000002,0.95860500000000004,0.82358500000000001]
[1141,3.9243030000000001,2.2202280000000001,0.95859499999999997,0.82355100000000003]
[1142,3.926679,2.221028,0.95858500000000002,0.82351600000000003]
[1143,3.929055,2.2218270000000002,0.95857499999999995,0.82348200000000005]
[1144,3.931432,2.222626,0.958565,0.82344799999999996]
[1145,3.933808,2.2234250000000002,0.95855500000000005,0.82341299999999995]
[1146,3.936185,2.224224,0.95854499999999998,0.82337899999999997]
[1147,3.9385620000000001,2.2250230000000002,0.95853500000000003,0.82334499999999999]
[1148,3.9409380000000001,2.2258209999999998,0.95852499999999996,0.82331100000000002]
[1149,3.9433150000000001,2.22662,0.95851500000000001,0.82327700000000004]
[1150,3.9456920000000002,2.2274180000000001,0.95850500000000005,0.82324200000000003]
[1151,3.9480689999999998,2.2282160000000002,0.95849499999999999,0.82320800000000005]
[1152,3.9504459999999999,2.2290130000000001,0.95848500000000003,0.82317399999999996]
[1153,3.952823,2.2298110000000002,0.95847499999999997,0.82313999999999998]
[1154,3.9552010000000002,2.2306080000000001,0.95846500000000001,0.823106]
[1155,3.9575779999999998,2.2314050000000001,0.95845499999999995,0.82307300000000005]
[1156,3.9599549999999999,2.232202,0.95844499999999999,0.82303899999999997]
[1157,3.9623330000000001,2.232999,0.95843500000000004,0.82300499999999999]
[1158,3.9647100000000002,2.2337950000000002,0.95842499999999997,0.82297100000000001]
[1159,3.9670879999999999,2.2345920000000001,0.95841500000000002,0.82293700000000003]
[1160,3.969465,2.2353879999999999,0.95840599999999998,0.82290399999999997]
[1161,3.9718429999999998,2.2361840000000002,0.95839600000000003,0.82286999999999999]
[1162,3.974221,2.23698,0.95838599999999996,0.82283600000000001]
[1163,3.9765980000000001,2.2377750000000001,0.95837600000000001,0.82280299999999995]
[1164,3.9789759999999998,2.2385709999999999,0.95836600000000005,0.82276899999999997]
[1165,3.9813540000000001,2.239366,0.95835599999999999,0.82273600000000002]
[1166,3.9837319999999998,2.2401610000000001,0.95834699999999995,0.82270200000000004]
[1167,3.9861110000000002,2.2409560000000002,0.95833699999999999,0.82266899999999998]
[1168,3.988489,2.2417500000000001,0.95832700000000004,0.82263500000000001]
[1169,3.9908670000000002,2.2425449999999998,0.95831699999999997,0.82260200000000006]
[1170,3.9932449999999999,2.2433390000000002,0.95830700000000002,0.82256899999999999]
[1171,3.9956239999999998,2.2441330000000002,0.95829799999999998,0.82253500000000002]
[1172,3.9980020000000001,2.2449270000000001,0.95828800000000003,0.82250199999999996]
[1173,4.000381,2.2457210000000001,0.95827799999999996,0.82246900000000001]
[1174,4.0027590000000002,2.2465139999999999,0.95826800000000001,0.82243599999999994]
[1175,4.0051379999999996,2.2473070000000002,0.95825899999999997,0.822403]
[1176,4.007517,2.2481,0.95824900000000002,0.82237000000000005]
[1177,4.0098960000000003,2.2488929999999998,0.95823899999999995,0.82233699999999998]
[1178,4.0122749999999998,2.2496860000000001,0.958229,0.82230400000000003]
[1179,4.0146540000000002,2.2504789999999999,0.95821999999999996,0.82227099999999997]
[1180,4.0170329999999996,2.251271,0.95821000000000001,0.82223800000000002]
[1181,4.019412,2.2520630000000001,0.95820000000000005,0.82220499999999996]
[1182,4.0217910000000003,2.2528549999999998,0.95819100000000001,0.82217200000000001]
[1183,4.0241699999999998,2.253647,0.95818099999999995,0.82213899999999995]
[1184,4.0265500000000003,2.2544390000000001,0.95817099999999999,0.822106]
[1185,4.0289289999999998,2.2552300000000001,0.95816199999999996,0.82207300000000005]
[1186,4.0313090000000003,2.2560210000000001,0.958152,0.82204100000000002]
[1187,4.0336879999999997,2.2568130000000002,0.95814200000000005,0.82200799999999996]
[1188,4.0360680000000002,2.257603,0.95813300000000001,0.82197500000000001]
[1189,4.0384479999999998,2.258394,0.95812299999999995,0.82194299999999998]
[1190,4.0408270000000002,2.259185,0.95811400000000002,0.82191000000000003]
[1191,4.0432069999999998,2.2599749999999998,0.95810399999999996,0.821878]
[1192,4.0455870000000003,2.2607650000000001,0.958094,0.82184500000000005]
[1193,4.0479669999999999,2.261555,0.95808499999999996,0.82181300000000002]
[1194,4.0503470000000004,2.2623449999999998,0.95807500000000001,0.82177999999999995]
[1195,4.0527280000000001,2.2631350000000001,0.95806599999999997,0.82174800000000003]
[1196,4.0551079999999997,2.2639239999999998,0.95805600000000002,0.821716]
[1197,4.0574880000000002,2.264713,0.95804599999999995,0.82168300000000005]
[1198,4.059869,2.2655020000000001,0.95803700000000003,0.82165100000000002]
[1199,4.0622490000000004,2.2662909999999998,0.95802699999999996,0.82161899999999999]
[1200,4.0646300000000002,2.26708,0.95801800000000004,0.82158699999999996]
[1201,4.0670099999999998,2.267868,0.95800799999999997,0.82155500000000004]
[1202,4.0693910000000004,2.2686570000000001,0.95799900000000004,0.82152199999999997]
[1203,4.0717720000000002,2.2694450000000002,0.95798899999999998,0.82149000000000005]
[1204,4.0741519999999998,2.2702330000000002,0.95798000000000005,0.82145800000000002]
[1205,4.0765330000000004,2.2710210000000002,0.95796999999999999,0.82142599999999999]
[1206,4.0789140000000002,2.271808,0.95796099999999995,0.82139399999999996]
[1207,4.0812949999999999,2.2725960000000001,0.957951,0.82136200000000004]
[1208,4.0836769999999998,2.2733829999999999,0.95794199999999996,0.82133]
[1209,4.0860580000000004,2.2741699999999998,0.95793300000000003,0.821299]
[1210,4.0884390000000002,2.2749570000000001,0.95792299999999997,0.82126699999999997]
[1211,4.090821,2.275744,0.95791400000000004,0.82123500000000005]
[1212,4.0932019999999998,2.2765300000000002,0.95790399999999998,0.82120300000000002]
[1213,4.0955830000000004,2.277317,0.95789500000000005,0.82117099999999998]
[1214,4.0979650000000003,2.2781030000000002,0.95788499999999999,0.82113999999999998]
[1215,4.1003470000000002,2.2788889999999999,0.95787599999999995,0.82110799999999995]
[1216,4.1027290000000001,2.2796750000000001,0.95786700000000002,0.82107699999999995]
[1217,4.1051099999999998,2.2804609999999998,0.95785699999999996,0.82104500000000002]
[1218,4.1074919999999997,2.2812459999999999,0.95784800000000003,0.82101299999999999]
[1219,4.1098739999999996,2.2820309999999999,0.95783799999999997,0.82098199999999999]
[1220,4.1122560000000004,2.282816,0.95782900000000004,0.82094999999999996]
[1221,4.1146380000000002,2.283601,0.95782,0.82091899999999995]
[1222,4.1170210000000003,2.284386,0.95781000000000005,0.82088799999999995]
[1223,4.1194030000000001,2.2851710000000001,0.95780100000000001,0.82085600000000003]
[1224,4.121785,2.285955,0.95779199999999998,0.82082500000000003]
[1225,4.1241680000000001,2.28674,0.95778200000000002,0.82079299999999999]
[1226,4.1265499999999999,2.2875239999999999,0.95777299999999999,0.82076199999999999]
[1227,4.128933,2.2883079999999998,0.95776399999999995,0.82073099999999999]
[1228,4.1313149999999998,2.289091,0.95775500000000002,0.82069999999999999]
[1229,4.1336979999999999,2.2898749999999999,0.95774499999999996,0.82066899999999998]
[1230,4.1360809999999999,2.2906580000000001,0.95773600000000003,0.82063699999999995]
[1231,4.1384639999999999,2.291442,0.95772699999999999,0.82060599999999995]
[1232,4.1408469999999999,2.2922250000000002,0.95771700000000004,0.82057500000000005]
[1233,4.14323,2.2930069999999998,0.957708,0.82054400000000005]
[1234,4.145613,2.29379,0.95769899999999997,0.82051300000000005]
[1235,4.147996,2.2945730000000002,0.95769000000000004,0.82048200000000004]
[1236,4.150379,2.2953549999999998,0.95767999999999998,0.82045100000000004]
[1237,4.1527630000000002,2.2961369999999999,0.95767100000000005,0.82042000000000004]
[1238,4.1551460000000002,2.2969189999999999,0.95766200000000001,0.82038999999999995]
[1239,4.1575300000000004,2.297701,0.95765299999999998,0.82035899999999995]
[1240,4.1599130000000004,2.2984830000000001,0.95764400000000005,0.82032799999999995]
[1241,4.1622969999999997,2.299264,0.95763399999999999,0.82029700000000005]
[1242,4.1646809999999999,2.300046,0.95762499999999995,0.82026600000000005]
[1243,4.1670639999999999,2.300827,0.95761600000000002,0.82023599999999997]
[1244,4.169448,2.3016079999999999,0.95760699999999999,0.82020499999999996]
[1245,4.1718320000000002,2.3023889999999998,0.95759799999999995,0.82017399999999996]
[1246,4.1742160000000004,2.303169,0.95758900000000002,0.82014399999999998]
[1247,4.1765999999999996,2.3039499999999999,0.95757899999999996,0.82011299999999998]
[1248,4.1789849999999999,2.3047300000000002,0.95757000000000003,0.82008300000000001]
[1249,4.1813690000000001,2.3055099999999999,0.957561,0.820052]
[1250,4.1837530000000003,2.3062900000000002,0.95755199999999996,0.82002200000000003]
[1251,4.1861370000000004,2.30707,0.95754300000000003,0.81999100000000003]
[1252,4.1885219999999999,2.3078500000000002,0.957534,0.81996100000000005]
[1253,4.1909070000000002,2.3086289999999998,0.95752499999999996,0.81993099999999997]
[1254,4.1932910000000003,2.3094079999999999,0.95751600000000003,0.81989999999999996]
[1255,4.1956759999999997,2.310187,0.95750599999999997,0.81986999999999999]
[1256,4.198061,2.3109660000000001,0.95749700000000004,0.81984000000000001]
[1257,4.2004450000000002,2.3117450000000002,0.95748800000000001,0.81980900000000001]
[1258,4.2028299999999996,2.3125239999999998,0.95747899999999997,0.81977900000000004]
[1259,4.2052149999999999,2.3133020000000002,0.95747000000000004,0.81974899999999995]
[1260,4.2076000000000002,2.3140809999999998,0.95746100000000001,0.81971899999999998]
[1261,4.2099859999999998,2.3148590000000002,0.95745199999999997,0.819689]
[1262,4.2123710000000001,2.3156370000000002,0.95744300000000004,0.81965900000000003]
[1263,4.2147560000000004,2.316414,0.95743400000000001,0.81962900000000005]
[1264,4.2171419999999999,2.3171919999999999,0.95742499999999997,0.81959899999999997]
[1265,4.2195270000000002,2.3179699999999999,0.95741600000000004,0.81956899999999999]
[1266,4.2219129999999998,2.3187470000000001,0.95740700000000001,0.81953900000000002]
[1267,4.2242980000000001,2.3195239999999999,0.95739799999999997,0.81950900000000004]
[1268,4.2266839999999997,2.3203010000000002,0.95738900000000005,0.81947899999999996]
[1269,4.2290700000000001,2.321078,0.95738000000000001,0.81944899999999998]
[1270,4.2314550000000004,2.3218540000000001,0.95737099999999997,0.81941900000000001]
[1271,4.233841,2.3226309999999999,0.95736200000000005,0.81938900000000003]
[1272,4.2362270000000004,2.323407,0.95735300000000001,0.81935999999999998]
[1273,4.238613,2.3241830000000001,0.95734399999999997,0.81933]
[1274,4.2409999999999997,2.3249590000000002,0.95733500000000005,0.81930000000000003]
[1275,4.2433860000000001,2.3257349999999999,0.95732600000000001,0.81927000000000005]
[1276,4.2457719999999997,2.326511,0.95731699999999997,0.819241]
[1277,4.2481580000000001,2.327286,0.95730800000000005,0.81921100000000002]
[1278,4.2505449999999998,2.3280620000000001,0.95729900000000001,0.81918199999999997]
[1279,4.2529310000000002,2.328837,0.95728999999999997,0.81915199999999999]
[1280,4.2553179999999999,2.329612,0.95728199999999997,0.81912300000000005]
[1281,4.2577049999999996,2.330387,0.95727300000000004,0.81909299999999996]
[1282,4.2600910000000001,2.3311609999999998,0.957264,0.81906400000000001]
[1283,4.2624779999999998,2.3319359999999998,0.95725499999999997,0.81903400000000004]
[1284,4.2648650000000004,2.3327100000000001,0.95724600000000004,0.81900499999999998]
[1285,4.267252,2.3334839999999999,0.957237,0.81897500000000001]
[1286,4.2696389999999997,2.3342580000000002,0.95722799999999997,0.81894599999999995]
[1287,4.2720260000000003,2.335032,0.95721900000000004,0.81891700000000001]
[1288,4.274413,2.3358059999999998,0.95721100000000003,0.81888799999999995]
[1289,4.2767999999999997,2.336579,0.957202,0.81885799999999997]
[1290,4.2791880000000004,2.3373529999999998,0.95719299999999996,0.81882900000000003]
[1291,4.2815750000000001,2.3381259999999999,0.95718400000000003,0.81879999999999997]
[1292,4.283963,2.3388990000000001,0.957175,0.81877100000000003]
[1293,4.2863499999999997,2.3396720000000002,0.95716599999999996,0.81874199999999997]
[1294,4.2887380000000004,2.3404449999999999,0.95715799999999995,0.81871300000000002]
[1295,4.2911260000000002,2.3412169999999999,0.95714900000000003,0.81868399999999997]
[1296,4.2935129999999999,2.34199,0.95713999999999999,0.81865399999999999]
[1297,4.2959009999999997,2.342762,0.95713099999999995,0.81862500000000005]
[1298,4.2982889999999996,2.343534,0.95712200000000003,0.81859700000000002]
[1299,4.3006770000000003,2.344306,0.95711400000000002,0.81856799999999996]
[1300,4.3030650000000001,2.345078,0.95710499999999998,0.81853900000000002]
[1301,4.305453,2.3458489999999999,0.95709599999999995,0.81850999999999996]
[1302,4.3078409999999998,2.3466209999999998,0.95708700000000002,0.81848100000000001]
[1303,4.3102299999999998,2.3473920000000001,0.95707900000000001,0.81845199999999996]
[1304,4.3126179999999996,2.348163,0.95706999999999998,0.81842300000000001]
[1305,4.3150069999999996,2.3489339999999999,0.95706100000000005,0.81839499999999998]
[1306,4.3173950000000003,2.3497050000000002,0.95705200000000001,0.81836600000000004]
[1307,4.3197840000000003,2.350476,0.95704400000000001,0.81833699999999998]
[1308,4.3221720000000001,2.3512460000000002,0.95703499999999997,0.81830800000000004]
[1309,4.3245610000000001,2.352017,0.95702600000000004,0.81828000000000001]
[1310,4.3269500000000001,2.3527870000000002,0.95701700000000001,0.81825099999999995]
[1311,4.329339,2.3535569999999999,0.957009,0.81822300000000003]
[1312,4.331728,2.3543270000000001,0.95699999999999996,0.81819399999999998]
[1313,4.334117,2.3550970000000002,0.95699100000000004,0.81816599999999995]
[1314,4.336506,2.3558659999999998,0.95698300000000003,0.818137]
[1315,4.3388949999999999,2.356636,0.95697399999999999,0.81810899999999998]
[1316,4.3412839999999999,2.357405,0.95696499999999995,0.81808000000000003]
[1317,4.3436729999999999,2.358174,0.95695699999999995,0.818052]
[1318,4.346063,2.358943,0.95694800000000002,0.81802299999999994]
[1319,4.348452,2.359712,0.95693899999999998,0.81799500000000003]
[1320,4.3508420000000001,2.3604810000000001,0.95693099999999998,0.817967]
[1321,4.3532310000000001,2.3612489999999999,0.95692200000000005,0.81793800000000005]
[1322,4.3556210000000002,2.3620169999999998,0.95691400000000004,0.81791000000000003]
[1323,4.3580110000000003,2.3627859999999998,0.95690500000000001,0.817882]
[1324,4.3604010000000004,2.3635540000000002,0.95689599999999997,0.81785399999999997]
[1325,4.3627900000000004,2.3643209999999999,0.95688799999999996,0.81782500000000002]
[1326,4.3651799999999996,2.3650890000000002,0.95687900000000004,0.817797]
[1327,4.3675699999999997,2.3658570000000001,0.95687,0.81776899999999997]
[1328,4.369961,2.3666239999999998,0.95686199999999999,0.81774100000000005]
[1329,4.3723510000000001,2.367391,0.95685299999999995,0.81771300000000002]
[1330,4.3747410000000002,2.3681589999999999,0.95684499999999995,0.817685]
[1331,4.3771310000000003,2.3689249999999999,0.95683600000000002,0.81765699999999997]
[1332,4.3795219999999997,2.3696920000000001,0.95682800000000001,0.81762900000000005]
[1333,4.3819119999999998,2.3704589999999999,0.95681899999999998,0.81760100000000002]
[1334,4.3843030000000001,2.3712249999999999,0.95681099999999997,0.81757299999999999]
[1335,4.3866930000000002,2.3719920000000001,0.95680200000000004,0.81754499999999997]
[1336,4.3890840000000004,2.3727580000000001,0.956793,0.81751700000000005]
[1337,4.3914749999999998,2.3735240000000002,0.956785,0.81748900000000002]
[1338,4.3938649999999999,2.3742899999999998,0.95677599999999996,0.81746200000000002]
[1339,4.3962560000000002,2.3750559999999998,0.95676799999999995,0.81743399999999999]
[1340,4.3986470000000004,2.3758210000000002,0.95675900000000003,0.81740599999999997]
[1341,4.4010379999999998,2.3765869999999998,0.95675100000000002,0.81737800000000005]
[1342,4.403429,2.3773520000000001,0.95674199999999998,0.81735100000000005]
[1343,4.4058200000000003,2.378117,0.95673399999999997,0.81732300000000002]
[1344,4.4082119999999998,2.3788819999999999,0.95672500000000005,0.81729499999999999]
[1345,4.4106030000000001,2.3796469999999998,0.95671700000000004,0.81726799999999999]
[1346,4.4129940000000003,2.3804120000000002,0.956708,0.81723999999999997]
[1347,4.4153859999999998,2.381176,0.95669999999999999,0.81721200000000005]
[1348,4.4177770000000001,2.3819409999999999,0.95669099999999996,0.81718500000000005]
[1349,4.4201689999999996,2.3827050000000001,0.95668299999999995,0.81715700000000002]
[1350,4.4225599999999998,2.3834689999999998,0.95667500000000005,0.81713000000000002]
[1351,4.4249520000000002,2.384233,0.95666600000000002,0.81710199999999999]
[1352,4.4273439999999997,2.3849969999999998,0.95665800000000001,0.817075]
[1353,4.4297360000000001,2.3857599999999999,0.95664899999999997,0.817048]
[1354,4.4321279999999996,2.3865240000000001,0.95664099999999996,0.81701999999999997]
[1355,4.43452,2.3872870000000002,0.95663200000000004,0.81699299999999997]
[1356,4.4369120000000004,2.3880499999999998,0.95662400000000003,0.81696500000000005]
[1357,4.4393039999999999,2.3888129999999999,0.95661600000000002,0.81693800000000005]
[1358,4.4416960000000003,2.3895759999999999,0.95660699999999999,0.81691100000000005]
[1359,4.4440879999999998,2.390339,0.95659899999999998,0.81688400000000005]
[1360,4.4464800000000002,2.3911020000000001,0.95659000000000005,0.81685600000000003]
[1361,4.4488729999999999,2.391864,0.95658200000000004,0.81682900000000003]
[1362,4.4512650000000002,2.3926259999999999,0.95657400000000004,0.81680200000000003]
[1363,4.4536579999999999,2.3933879999999998,0.956565,0.81677500000000003]
[1364,4.4560500000000003,2.3941499999999998,0.95655699999999999,0.81674800000000003]
[1365,4.4584429999999999,2.3949120000000002,0.95654899999999998,0.81672100000000003]
[1366,4.4608359999999996,2.3956740000000001,0.95653999999999995,0.81669400000000003]
[1367,4.463228,2.396436,0.95653200000000005,0.81666700000000003]
[1368,4.4656209999999996,2.3971969999999998,0.95652400000000004,0.816639]
[1369,4.4680140000000002,2.397958,0.956515,0.81661300000000003]
[1370,4.4704069999999998,2.3987189999999998,0.956507,0.81658600000000003]
[1371,4.4728000000000003,2.3994800000000001,0.95649899999999999,0.81655900000000003]
[1372,4.475193,2.4002409999999998,0.95648999999999995,0.81653200000000004]
[1373,4.4775869999999998,2.4010020000000001,0.95648200000000005,0.81650500000000004]
[1374,4.4799800000000003,2.4017620000000002,0.95647400000000005,0.81647800000000004]
[1375,4.4823729999999999,2.402523,0.95646500000000001,0.81645100000000004]
[1376,4.4847669999999997,2.4032830000000001,0.956457,0.81642400000000004]
[1377,4.4871600000000003,2.4040430000000002,0.95644899999999999,0.81639799999999996]
[1378,4.4895529999999999,2.4048029999999998,0.95643999999999996,0.81637099999999996]
[1379,4.4919469999999997,2.4055629999999999,0.95643199999999995,0.81634399999999996]
[1380,4.4943410000000004,2.406323,0.95642400000000005,0.81631699999999996]
[1381,4.496734,2.4070819999999999,0.95641600000000004,0.81629099999999999]
[1382,4.4991279999999998,2.4078409999999999,0.95640700000000001,0.81626399999999999]
[1383,4.5015219999999996,2.408601,0.956399,0.81623699999999999]
[1384,4.5039160000000003,2.4093599999999999,0.95639099999999999,0.81621100000000002]
[1385,4.50631,2.4101189999999999,0.95638299999999998,0.81618400000000002]
[1386,4.5087039999999998,2.4108779999999999,0.95637399999999995,0.81615800000000005]
[1387,4.5110979999999996,2.4116360000000001,0.95636600000000005,0.81613100000000005]
[1388,4.5134920000000003,2.4123950000000001,0.95635800000000004,0.81610499999999997]
[1389,4.5158860000000001,2.4131529999999999,0.95635000000000003,0.81607799999999997]
[1390,4.518281,2.4139110000000001,0.95634200000000003,0.816052]
[1391,4.5206749999999998,2.414669,0.95633299999999999,0.816025]
[1392,4.5230689999999996,2.4154270000000002,0.95632499999999998,0.81599900000000003]
[1393,4.5254640000000004,2.416185,0.95631699999999997,0.81597200000000003]
[1394,4.5278580000000002,2.4169429999999998,0.95630899999999996,0.81594599999999995]
[1395,4.5302530000000001,2.4177,0.95630099999999996,0.81591999999999998]
[1396,4.532648,2.4184580000000002,0.95629200000000003,0.81589299999999998]
[1397,4.5350419999999998,2.4192149999999999,0.95628400000000002,0.81586700000000001]
[1398,4.5374369999999997,2.419972,0.95627600000000001,0.81584100000000004]
[1399,4.5398319999999996,2.4207290000000001,0.95626800000000001,0.81581499999999996]
[1400,4.5422269999999996,2.4214859999999998,0.95626,0.81578799999999996]
[1401,4.5446220000000004,2.4222419999999998,0.95625199999999999,0.81576199999999999]
[1402,4.5470170000000003,2.4229989999999999,0.95624299999999995,0.81573600000000002]
[1403,4.5494120000000002,2.4237549999999999,0.95623499999999995,0.81571000000000005]
[1404,4.5518070000000002,2.424512,0.95622700000000005,0.81568399999999996]
[1405,4.5542020000000001,2.425268,0.95621900000000004,0.81565799999999999]
[1406,4.5565980000000001,2.426024,0.95621100000000003,0.81563200000000002]
[1407,4.5589930000000001,2.4267789999999998,0.95620300000000003,0.81560600000000005]
[1408,4.561388,2.4275350000000002,0.95619500000000002,0.81557999999999997]
[1409,4.5637840000000001,2.4282910000000002,0.95618700000000001,0.815554]
[1410,4.566179,2.429046,0.95617799999999997,0.81552800000000003]
[1411,4.5685750000000001,2.4298009999999999,0.95616999999999996,0.81550199999999995]
[1412,4.57097,2.4305560000000002,0.95616199999999996,0.81547599999999998]
[1413,4.573366,2.431311,0.95615399999999995,0.81545000000000001]
[1414,4.5757620000000001,2.4320659999999998,0.95614600000000005,0.81542400000000004]
[1415,4.5781580000000002,2.4328210000000001,0.95613800000000004,0.81539799999999996]
[1416,4.5805540000000002,2.4335749999999998,0.95613000000000004,0.81537300000000001]
[1417,4.5829490000000002,2.4343300000000001,0.95612200000000003,0.81534700000000004]
[1418,4.5853450000000002,2.4350839999999998,0.95611400000000002,0.81532099999999996]
[1419,4.5877420000000004,2.4358379999999999,0.95610600000000001,0.81529499999999999]
[1420,4.5901379999999996,2.4365920000000001,0.956098,0.81527000000000005]
[1421,4.5925339999999997,2.4373459999999998,0.95609,0.81524399999999997]
[1422,4.5949299999999997,2.4380999999999999,0.95608199999999999,0.815218]
[1423,4.5973259999999998,2.4388529999999999,0.95607399999999998,0.81519299999999995]
[1424,4.599723,2.4396070000000001,0.95606599999999997,0.81516699999999997]
[1425,4.6021190000000001,2.4403600000000001,0.95605799999999996,0.815141]
[1426,4.6045150000000001,2.4411130000000001,0.95604999999999996,0.81511599999999995]
[1427,4.6069120000000003,2.4418660000000001,0.95604199999999995,0.81508999999999998]
[1428,4.6093089999999997,2.4426190000000001,0.95603400000000005,0.81506500000000004]
[1429,4.6117049999999997,2.4433720000000001,0.95602600000000004,0.81503899999999996]
[1430,4.6141019999999999,2.4441250000000001,0.95601800000000003,0.81501400000000002]
[1431,4.6164990000000001,2.444877,0.95601000000000003,0.81498800000000005]
[1432,4.6188950000000002,2.4456289999999998,0.95600200000000002,0.81496299999999999]
[1433,4.6212920000000004,2.4463819999999998,0.95599400000000001,0.81493700000000002]
[1434,4.6236889999999997,2.4471340000000001,0.955986,0.81491199999999997]
[1435,4.6260859999999999,2.447886,0.95597799999999999,0.81488700000000003]
[1436,4.6284830000000001,2.4486370000000002,0.95596999999999999,0.81486099999999995]
[1437,4.6308800000000003,2.449389,0.95596199999999998,0.814836]
[1438,4.6332769999999996,2.4501409999999999,0.95595399999999997,0.81481099999999995]
[1439,4.635675,2.4508920000000001,0.95594599999999996,0.81478499999999998]
[1440,4.6380720000000002,2.4516429999999998,0.95593799999999995,0.81476000000000004]
[1441,4.6404690000000004,2.452394,0.95592999999999995,0.81473499999999999]
[1442,4.6428659999999997,2.4531450000000001,0.95592200000000005,0.81471000000000005]
[1443,4.6452640000000001,2.4538959999999999,0.95591400000000004,0.81468399999999996]
[1444,4.6476610000000003,2.454647,0.95590600000000003,0.81465900000000002]
[1445,4.6500589999999997,2.4553970000000001,0.95589800000000003,0.81463399999999997]
[1446,4.6524559999999999,2.4561480000000002,0.95589000000000002,0.81460900000000003]
[1447,4.6548540000000003,2.4568979999999998,0.95588300000000004,0.81458399999999997]
[1448,4.6572519999999997,2.4576479999999998,0.95587500000000003,0.81455900000000003]
[1449,4.6596489999999999,2.4583979999999999,0.95586700000000002,0.81453399999999998]
[1450,4.6620470000000003,2.4591479999999999,0.95585900000000001,0.81450900000000004]
[1451,4.6644449999999997,2.4598979999999999,0.95585100000000001,0.81448399999999999]
[1452,4.6668430000000001,2.4606479999999999,0.955843,0.81445900000000004]
[1453,4.6692410000000004,2.4613969999999998,0.95583499999999999,0.81443399999999999]
[1454,4.6716389999999999,2.4621460000000002,0.95582699999999998,0.81440900000000005]
[1455,4.6740370000000002,2.4628960000000002,0.95582,0.814384]
[1456,4.6764349999999997,2.4636450000000001,0.95581199999999999,0.81435900000000006]
[1457,4.678833,2.464394,0.95580399999999999,0.814334]
[1458,4.6812310000000004,2.4651420000000002,0.95579599999999998,0.81430899999999995]
[1459,4.68363,2.4658910000000001,0.95578799999999997,0.81428500000000004]
[1460,4.6860280000000003,2.4666399999999999,0.95577999999999996,0.81425999999999998]
[1461,4.6884259999999998,2.4673880000000001,0.95577199999999995,0.81423500000000004]
[1462,4.6908250000000002,2.4681359999999999,0.95576499999999998,0.81420999999999999]
[1463,4.6932229999999997,2.4688840000000001,0.95575699999999997,0.81418599999999997]
[1464,4.6956220000000002,2.4696319999999998,0.95574899999999996,0.81416100000000002]
[1465,4.6980199999999996,2.47038,0.95574099999999995,0.81413599999999997]
[1466,4.7004190000000001,2.4711280000000002,0.95573300000000005,0.81411100000000003]
[1467,4.7028169999999996,2.471876,0.95572599999999996,0.81408700000000001]
[1468,4.7052160000000001,2.472623,0.95571799999999996,0.81406199999999995]
[1469,4.7076149999999997,2.4733710000000002,0.95570999999999995,0.81403800000000004]
[1470,4.7100140000000001,2.4741179999999998,0.95570200000000005,0.81401299999999999]
[1471,4.7124119999999996,2.4748649999999999,0.95569400000000004,0.81398800000000004]
[1472,4.7148110000000001,2.4756119999999999,0.95568699999999995,0.81396400000000002]
[1473,4.7172099999999997,2.476359,0.95567899999999995,0.81393899999999997]
[1474,4.7196090000000002,2.4771049999999999,0.95567100000000005,0.81391500000000006]
[1475,4.7220079999999998,2.4778519999999999,0.95566300000000004,0.81389]
[1476,4.7244070000000002,2.4785979999999999,0.95565599999999995,0.81386599999999998]
[1477,4.726807,2.4793449999999999,0.95564800000000005,0.81384199999999995]
[1478,4.7292059999999996,2.4800909999999998,0.95564000000000004,0.81381700000000001]
[1479,4.7316050000000001,2.4808370000000002,0.95563200000000004,0.81379299999999999]
[1480,4.7340039999999997,2.4815830000000001,0.95562499999999995,0.81376800000000005]
[1481,4.7364040000000003,2.4823279999999999,0.95561700000000005,0.81374400000000002]
[1482,4.7388029999999999,2.4830739999999998,0.95560900000000004,0.81372]
[1483,4.7412020000000004,2.4838200000000001,0.95560100000000003,0.81369499999999995]
[1484,4.7436020000000001,2.4845649999999999,0.95559400000000005,0.81367100000000003]
[1485,4.7460009999999997,2.4853100000000001,0.95558600000000005,0.81364700000000001]
[1486,4.7484010000000003,2.4860549999999999,0.95557800000000004,0.81362299999999999]
[1487,4.7508010000000001,2.4868000000000001,0.95557099999999995,0.81359800000000004]
[1488,4.7531999999999996,2.4875449999999999,0.95556300000000005,0.81357400000000002]
[1489,4.7556000000000003,2.4882900000000001,0.95555500000000004,0.81355]
[1490,4.758,2.4890340000000002,0.95554700000000004,0.81352599999999997]
[1491,4.7603989999999996,2.489779,0.95553999999999994,0.81350199999999995]
[1492,4.7627990000000002,2.490523,0.95553200000000005,0.81347800000000003]
[1493,4.765199,2.4912670000000001,0.95552400000000004,0.81345400000000001]
[1494,4.7675989999999997,2.4920119999999999,0.95551699999999995,0.81342999999999999]
[1495,4.7699990000000003,2.4927549999999998,0.95550900000000005,0.81340599999999996]
[1496,4.7723990000000001,2.4934989999999999,0.95550100000000004,0.81338100000000002]
[1497,4.7747989999999998,2.494243,0.95549399999999995,0.813357]
[1498,4.7771990000000004,2.4949859999999999,0.95548599999999995,0.81333299999999997]
[1499,4.7795990000000002,2.49573,0.95547800000000005,0.81330999999999998]
[1500,4.782,2.4964729999999999,0.95547099999999996,0.81328599999999995]
[1501,4.7843999999999998,2.4972159999999999,0.95546299999999995,0.81326200000000004]
[1502,4.7868000000000004,2.4979589999999998,0.95545599999999997,0.81323800000000002]
[1503,4.7892000000000001,2.4987020000000002,0.95544799999999996,0.81321399999999999]
[1504,4.791601,2.4994450000000001,0.95543999999999996,0.81318999999999997]
[1505,4.7940009999999997,2.5001880000000001,0.95543299999999998,0.81316600000000006]
[1506,4.7964010000000004,2.5009299999999999,0.95542499999999997,0.81314200000000003]
[1507,4.7988020000000002,2.5016729999999998,0.95541699999999996,0.81311900000000004]
[1508,4.801202,2.5024150000000001,0.95540999999999998,0.81309500000000001]
[1509,4.8036029999999998,2.5031569999999999,0.95540199999999997,0.81307099999999999]
[1510,4.8060039999999997,2.5038990000000001,0.95539499999999999,0.81304699999999996]
[1511,4.8084040000000003,2.5046409999999999,0.95538699999999999,0.81302399999999997]
[1512,4.8108050000000002,2.5053830000000001,0.95537899999999998,0.81299999999999994]
[1513,4.8132060000000001,2.5061239999999998,0.955372,0.81297600000000003]
[1514,4.8156059999999998,2.506866,0.95536399999999999,0.81295300000000004]
[1515,4.8180069999999997,2.5076070000000001,0.95535700000000001,0.81292900000000001]
[1516,4.8204079999999996,2.5083479999999998,0.955349,0.81290499999999999]
[1517,4.8228090000000003,2.50909,0.95534200000000002,0.81288199999999999]
[1518,4.8252100000000002,2.5098310000000001,0.95533400000000002,0.81285799999999997]
[1519,4.8276110000000001,2.5105710000000001,0.95532600000000001,0.81283499999999997]
[1520,4.830012,2.5113120000000002,0.95531900000000003,0.81281099999999995]
[1521,4.8324129999999998,2.5120529999999999,0.95531100000000002,0.81278799999999995]
[1522,4.8348139999999997,2.5127929999999998,0.95530400000000004,0.81276400000000004]
[1523,4.8372149999999996,2.5135339999999999,0.95529600000000003,0.81274100000000005]
[1524,4.8396160000000004,2.5142739999999999,0.95528900000000005,0.81271700000000002]
[1525,4.8420170000000002,2.5150139999999999,0.95528100000000005,0.81269400000000003]
[1526,4.8444180000000001,2.5157539999999998,0.95527399999999996,0.81267]
[1527,4.8468200000000001,2.5164939999999998,0.95526599999999995,0.81264700000000001]
[1528,4.849221,2.5172340000000002,0.95525899999999997,0.81262400000000001]
[1529,4.8516219999999999,2.517973,0.95525099999999996,0.81259999999999999]
[1530,4.8540239999999999,2.518713,0.95524399999999998,0.81257699999999999]
[1531,4.8564249999999998,2.5194519999999998,0.95523599999999997,0.812554]
[1532,4.8588259999999996,2.5201910000000001,0.95522899999999999,0.81252999999999997]
[1533,4.8612279999999997,2.5209299999999999,0.95522099999999999,0.81250699999999998]
[1534,4.8636290000000004,2.5216690000000002,0.95521400000000001,0.81248399999999998]
[1535,4.8660310000000004,2.522408,0.955206,0.81245999999999996]
[1536,4.8684329999999996,2.5231469999999998,0.95519900000000002,0.81243699999999996]
[1537,4.8708340000000003,2.5238849999999999,0.95519100000000001,0.81241399999999997]
[1538,4.8732360000000003,2.5246240000000002,0.95518400000000003,0.81239099999999997]
[1539,4.8756370000000002,2.5253619999999999,0.95517600000000003,0.81236799999999998]
[1540,4.8780390000000002,2.5261010000000002,0.95516900000000005,0.81234499999999998]
[1541,4.8804410000000003,2.5268389999999998,0.95516100000000004,0.81232099999999996]
[1542,4.8828430000000003,2.527577,0.95515399999999995,0.81229799999999996]
[1543,4.8852440000000001,2.528314,0.95514699999999997,0.81227499999999997]
[1544,4.8876460000000002,2.5290520000000001,0.95513899999999996,0.81225199999999997]
[1545,4.8900480000000002,2.5297900000000002,0.95513199999999998,0.81222899999999998]
[1546,4.8924500000000002,2.5305270000000002,0.95512399999999997,0.81220599999999998]
[1547,4.8948520000000002,2.5312649999999999,0.95511699999999999,0.81218299999999999]
[1548,4.8972540000000002,2.5320019999999999,0.95510899999999999,0.81215999999999999]
[1549,4.8996560000000002,2.5327389999999999,0.95510200000000001,0.812137]
[1550,4.9020580000000002,2.5334759999999998,0.955094,0.812114]
[1551,4.9044600000000003,2.5342129999999998,0.95508700000000002,0.81209100000000001]
[1552,4.9068620000000003,2.5349499999999998,0.95508000000000004,0.81206800000000001]
[1553,4.9092640000000003,2.5356860000000001,0.95507200000000003,0.81204600000000005]
[1554,4.9116660000000003,2.5364230000000001,0.95506500000000005,0.81202300000000005]
[1555,4.9140689999999996,2.5371589999999999,0.95505700000000004,0.81200000000000006]
[1556,4.9164709999999996,2.5378949999999998,0.95504999999999995,0.81197699999999995]
[1557,4.9188729999999996,2.5386310000000001,0.95504299999999998,0.81195399999999995]
[1558,4.9212749999999996,2.5393669999999999,0.95503499999999997,0.81193099999999996]
[1559,4.9236779999999998,2.5401030000000002,0.95502799999999999,0.81190899999999999]
[1560,4.9260799999999998,2.5408390000000001,0.95502100000000001,0.811886]
[1561,4.9284819999999998,2.5415749999999999,0.955013,0.811863]
[1562,4.930885,2.5423100000000001,0.95500600000000002,0.81184000000000001]
[1563,4.933287,2.5430450000000002,0.95499800000000001,0.81181800000000004]
[1564,4.9356900000000001,2.5437810000000001,0.95499100000000003,0.81179500000000004]
[1565,4.9380920000000001,2.5445159999999998,0.95498400000000006,0.81177200000000005]
[1566,4.9404950000000003,2.5452509999999999,0.95497600000000005,0.81174999999999997]
[1567,4.9428970000000003,2.5459860000000001,0.95496899999999996,0.81172699999999998]
[1568,4.9452999999999996,2.5467209999999998,0.95496199999999998,0.81170399999999998]
[1569,4.9477019999999996,2.5474549999999998,0.95495399999999997,0.81168200000000001]
[1570,4.9501049999999998,2.54819,0.95494699999999999,0.81165900000000002]
[1571,4.9525069999999998,2.548924,0.95494000000000001,0.81163700000000005]
[1572,4.9549099999999999,2.549658,0.954932,0.81161399999999995]
[1573,4.9573130000000001,2.5503930000000001,0.95492500000000002,0.81159199999999998]
[1574,4.9597150000000001,2.5511270000000001,0.95491800000000004,0.81156899999999998]
[1575,4.9621180000000003,2.5518610000000002,0.95491000000000004,0.81154700000000002]
[1576,4.9645210000000004,2.552594,0.95490299999999995,0.81152400000000002]
[1577,4.9669239999999997,2.553328,0.95489599999999997,0.81150199999999995]
[1578,4.9693269999999998,2.5540620000000001,0.95488899999999999,0.81147899999999995]
[1579,4.9717289999999998,2.5547949999999999,0.95488099999999998,0.81145699999999998]
[1580,4.974132,2.5555279999999998,0.954874,0.81143500000000002]
[1581,4.9765350000000002,2.5562619999999998,0.95486700000000002,0.81141200000000002]
[1582,4.9789380000000003,2.5569950000000001,0.95485900000000001,0.81138999999999994]
[1583,4.9813409999999996,2.557728,0.95485200000000003,0.81136799999999998]
[1584,4.9837439999999997,2.5584600000000002,0.95484500000000005,0.81134499999999998]
[1585,4.9861469999999999,2.5591930000000001,0.95483799999999996,0.81132300000000002]
[1586,4.98855,2.5599259999999999,0.95482999999999996,0.81130100000000005]
[1587,4.9909530000000002,2.5606580000000001,0.95482299999999998,0.81127800000000005]
[1588,4.9933560000000003,2.561391,0.954816,0.81125599999999998]
[1589,4.9957589999999996,2.5621230000000002,0.95480900000000002,0.81123400000000001]
[1590,4.9981619999999998,2.5628549999999999,0.95480100000000001,0.81121200000000004]
[1591,5.0005649999999999,2.5635870000000001,0.95479400000000003,0.81118999999999997]
[1592,5.0029680000000001,2.5643189999999998,0.95478700000000005,0.81116699999999997]
[1593,5.0053710000000002,2.565051,0.95477999999999996,0.811145]
[1594,5.0077740000000004,2.565782,0.95477199999999995,0.81112300000000004]
[1595,5.0101779999999998,2.5665140000000002,0.95476499999999997,0.81110099999999996]
[1596,5.012581,2.5672450000000002,0.954758,0.81107899999999999]
[1597,5.0149840000000001,2.5679759999999998,0.95475100000000002,0.81105700000000003]
[1598,5.0173870000000003,2.5687069999999999,0.95474300000000001,0.81103499999999995]
[1599,5.0197909999999997,2.5694379999999999,0.95473600000000003,0.81101299999999998]
[1600,5.0221939999999998,2.5701689999999999,0.95472900000000005,0.81099100000000002]
[1601,5.024597,2.5709,0.95472199999999996,0.81096900000000005]
[1602,5.0270000000000001,2.571631,0.95471499999999998,0.81094699999999997]
[1603,5.0294040000000004,2.5723609999999999,0.95470699999999997,0.81092500000000001]
[1604,5.0318069999999997,2.5730919999999999,0.95469999999999999,0.81090300000000004]
[1605,5.0342099999999999,2.5738219999999998,0.95469300000000001,0.81088099999999996]
[1606,5.0366140000000001,2.5745520000000002,0.95468600000000003,0.810859]
[1607,5.0390170000000003,2.5752820000000001,0.95467900000000006,0.81083700000000003]
[1608,5.0414209999999997,2.576012,0.95467100000000005,0.81081499999999995]
[1609,5.0438239999999999,2.5767419999999999,0.95466399999999996,0.81079299999999999]
[1610,5.0462280000000002,2.5774720000000002,0.95465699999999998,0.81077100000000002]
[1611,5.0486310000000003,2.5782020000000001,0.95465,0.81074999999999997]
[1612,5.0510339999999996,2.5789309999999999,0.95464300000000002,0.810728]
[1613,5.0534379999999999,2.5796610000000002,0.95463600000000004,0.81070600000000004]
[1614,5.055841,2.58039,0.95462899999999995,0.81068399999999996]
[1615,5.0582450000000003,2.5811190000000002,0.95462100000000005,0.81066199999999999]
[1616,5.0606489999999997,2.5818479999999999,0.95461399999999996,0.81064099999999994]
[1617,5.0630519999999999,2.5825770000000001,0.95460699999999998,0.81061899999999998]
[1618,5.0654560000000002,2.5833059999999999,0.9546,0.81059700000000001]
[1619,5.0678590000000003,2.5840339999999999,0.95459300000000002,0.81057599999999996]
[1620,5.0702629999999997,2.5847630000000001,0.95458600000000005,0.810554]
[1621,5.0726659999999999,2.5854910000000002,0.95457899999999996,0.81053200000000003]
[1622,5.0750700000000002,2.58622,0.95457099999999995,0.81051099999999998]
[1623,5.0774739999999996,2.586948,0.95456399999999997,0.81048900000000001]
[1624,5.0798769999999998,2.5876760000000001,0.95455699999999999,0.81046700000000005]
[1625,5.082281,2.5884040000000001,0.95455000000000001,0.810446]
[1626,5.0846850000000003,2.5891320000000002,0.95454300000000003,0.81042400000000003]
[1627,5.0870879999999996,2.5898590000000001,0.95453600000000005,0.81040299999999998]
[1628,5.0894919999999999,2.5905870000000002,0.95452899999999996,0.81038100000000002]
[1629,5.0918960000000002,2.5913149999999998,0.95452199999999998,0.81035999999999997]
[1630,5.0942990000000004,2.5920420000000002,0.954515,0.810338]
[1631,5.0967029999999998,2.5927690000000001,0.95450699999999999,0.81031699999999995]
[1632,5.0991070000000001,2.593496,0.95450000000000002,0.81029499999999999]
[1633,5.1015110000000004,2.5942229999999999,0.95449300000000004,0.81027400000000005]
[1634,5.1039139999999996,2.5949499999999999,0.95448599999999995,0.81025199999999997]
[1635,5.1063179999999999,2.5956769999999998,0.95447899999999997,0.81023100000000003]
[1636,5.1087220000000002,2.5964040000000002,0.95447199999999999,0.81020899999999996]
[1637,5.1111259999999996,2.5971299999999999,0.95446500000000001,0.81018800000000002]
[1638,5.1135299999999999,2.5978569999999999,0.95445800000000003,0.81016699999999997]
[1639,5.1159330000000001,2.5985830000000001,0.95445100000000005,0.810145]
[1640,5.1183370000000004,2.5993089999999999,0.95444399999999996,0.81012399999999996]
[1641,5.1207409999999998,2.6000350000000001,0.95443699999999998,0.81010300000000002]
[1642,5.1231450000000001,2.6007609999999999,0.95443,0.81008100000000005]
[1643,5.1255490000000004,2.6014870000000001,0.95442300000000002,0.81006]
[1644,5.1279519999999996,2.6022129999999999,0.95441600000000004,0.81003899999999995]
[1645,5.1303559999999999,2.6029390000000001,0.95440899999999995,0.81001699999999999]
[1646,5.1327600000000002,2.6036640000000002,0.95440199999999997,0.80999600000000005]
[1647,5.1351639999999996,2.60439,0.95439499999999999,0.809975]
[1648,5.1375679999999999,2.6051150000000001,0.95438800000000001,0.80995399999999995]
[1649,5.1399720000000002,2.6058400000000002,0.95438100000000003,0.80993300000000001]
[1650,5.1423759999999996,2.6065649999999998,0.95437399999999994,0.80991100000000005]
[1651,5.1447789999999998,2.6072899999999999,0.95436699999999997,0.80989]
[1652,5.1471830000000001,2.608015,0.95435999999999999,0.80986899999999995]
[1653,5.1495870000000004,2.6087400000000001,0.95435300000000001,0.80984800000000001]
[1654,5.1519909999999998,2.609464,0.95434600000000003,0.80982699999999996]
[1655,5.1543950000000001,2.6101890000000001,0.95433900000000005,0.80980600000000003]
[1656,5.1567990000000004,2.610913,0.95433199999999996,0.80978499999999998]
[1657,5.1592029999999998,2.611637,0.95432499999999998,0.80976400000000004]
[1658,5.1616070000000001,2.6123609999999999,0.954318,0.80974299999999999]
[1659,5.1640110000000004,2.613086,0.95431100000000002,0.80972200000000005]
[1660,5.1664139999999996,2.6138089999999998,0.95430400000000004,0.809701]
[1661,5.1688179999999999,2.6145330000000002,0.95429699999999995,0.80967999999999996]
[1662,5.1712220000000002,2.6152570000000002,0.95428999999999997,0.80965900000000002]
[1663,5.1736259999999996,2.61598,0.95428299999999999,0.80963799999999997]
[1664,5.1760299999999999,2.6167039999999999,0.95427600000000001,0.80961700000000003]
[1665,5.1784340000000002,2.6174270000000002,0.95426900000000003,0.80959599999999998]
[1666,5.1808379999999996,2.6181510000000001,0.95426200000000005,0.80957500000000004]
[1667,5.1832419999999999,2.6188739999999999,0.95425499999999996,0.809554]
[1668,5.1856460000000002,2.6195970000000002,0.95424799999999999,0.80953299999999995]
[1669,5.1880499999999996,2.62032,0.95424100000000001,0.80951200000000001]
[1670,5.1904539999999999,2.6210420000000001,0.95423400000000003,0.80949099999999996]
[1671,5.1928580000000002,2.6217649999999999,0.95422700000000005,0.80947000000000002]
[1672,5.1952610000000004,2.6224880000000002,0.95421999999999996,0.80945]
[1673,5.1976649999999998,2.6232099999999998,0.95421299999999998,0.80942899999999995]
[1674,5.2000690000000001,2.6239319999999999,0.954206,0.80940800000000002]
[1675,5.2024730000000003,2.624654,0.95419900000000002,0.80938699999999997]
[1676,5.2048769999999998,2.6253769999999998,0.95419200000000004,0.80936600000000003]
[1677,5.207281,2.626099,0.95418599999999998,0.80934600000000001]
[1678,5.2096850000000003,2.6268199999999999,0.954179,0.80932499999999996]
[1679,5.2120889999999997,2.627542,0.95417200000000002,0.80930400000000002]
[1680,5.214493,2.6282640000000002,0.95416500000000004,0.809284]
[1681,5.2168970000000003,2.6289850000000001,0.95415799999999995,0.80926299999999995]
[1682,5.2193009999999997,2.6297069999999998,0.95415099999999997,0.80924200000000002]
[1683,5.2217039999999999,2.6304280000000002,0.95414399999999999,0.809222]
[1684,5.2241080000000002,2.6311490000000002,0.95413700000000001,0.80920099999999995]
[1685,5.2265119999999996,2.6318700000000002,0.95413000000000003,0.80918000000000001]
[1686,5.2289159999999999,2.6325910000000001,0.95412300000000005,0.80915999999999999]
[1687,5.2313200000000002,2.6333120000000001,0.95411699999999999,0.80913900000000005]
[1688,5.2337239999999996,2.6340330000000001,0.95411000000000001,0.80911900000000003]
[1689,5.2361279999999999,2.634754,0.95410300000000003,0.80909799999999998]
[1690,5.2385320000000002,2.6354739999999999,0.95409600000000006,0.80907799999999996]
[1691,5.2409350000000003,2.6361940000000001,0.95408899999999996,0.80905700000000003]
[1692,5.2433389999999997,2.6369150000000001,0.95408199999999999,0.80903700000000001]
[1693,5.245743,2.637635,0.95407500000000001,0.80901599999999996]
[1694,5.2481470000000003,2.6383549999999998,0.95406800000000003,0.80899600000000005]
[1695,5.2505509999999997,2.6390750000000001,0.95406199999999997,0.808975]
[1696,5.252955,2.6397949999999999,0.95405499999999999,0.80895499999999998]
[1697,5.2553580000000002,2.6405150000000002,0.95404800000000001,0.80893400000000004]
[1698,5.2577619999999996,2.6412339999999999,0.95404100000000003,0.80891400000000002]
[1699,5.2601659999999999,2.6419540000000001,0.95403400000000005,0.80889299999999997]
[1700,5.2625700000000002,2.6426729999999998,0.95402699999999996,0.80887299999999995]
[1701,5.2649739999999996,2.643392,0.95402100000000001,0.80885300000000004]
[1702,5.2673769999999998,2.6441119999999998,0.95401400000000003,0.808832]
[1703,5.269781,2.6448309999999999,0.95400700000000005,0.80881199999999998]
[1704,5.2721850000000003,2.6455500000000001,0.95399999999999996,0.80879199999999996]
[1705,5.2745889999999997,2.6462680000000001,0.95399299999999998,0.80877100000000002]
[1706,5.2769919999999999,2.6469870000000002,0.953986,0.808751]
[1707,5.2793960000000002,2.6477059999999999,0.95398000000000005,0.80873099999999998]
[1708,5.2817999999999996,2.6484239999999999,0.95397299999999996,0.80871000000000004]
[1709,5.2842029999999998,2.649143,0.95396599999999998,0.80869000000000002]
[1710,5.2866070000000001,2.649861,0.953959,0.80867]
[1711,5.2890110000000004,2.650579,0.95395200000000002,0.80864999999999998]
[1712,5.2914139999999996,2.651297,0.95394599999999996,0.80862999999999996]
[1713,5.2938179999999999,2.652015,0.95393899999999998,0.80860900000000002]
[1714,5.2962220000000002,2.652733,0.953932,0.808589]
[1715,5.2986250000000004,2.653451,0.95392500000000002,0.80856899999999998]
[1716,5.3010289999999998,2.6541679999999999,0.95391800000000004,0.80854899999999996]
[1717,5.3034319999999999,2.6548859999999999,0.95391199999999998,0.80852900000000005]
[1718,5.3058360000000002,2.6556030000000002,0.953905,0.80850900000000003]
[1719,5.3082399999999996,2.6563210000000002,0.95389800000000002,0.80848900000000001]
[1720,5.3106429999999998,2.657038,0.95389100000000004,0.80846799999999996]
[1721,5.3130470000000001,2.6577549999999999,0.95388499999999998,0.80844800000000006]
[1722,5.3154500000000002,2.6584720000000002,0.953878,0.80842800000000004]
[1723,5.3178539999999996,2.659189,0.95387100000000002,0.80840800000000002]
[1724,5.3202569999999998,2.6599050000000002,0.95386400000000005,0.808388]
[1725,5.3226610000000001,2.660622,0.95385799999999998,0.80836799999999998]
[1726,5.3250640000000002,2.6613380000000002,0.953851,0.80834799999999996]
[1727,5.3274679999999996,2.6620550000000001,0.95384400000000003,0.80832800000000005]
[1728,5.3298709999999998,2.6627710000000002,0.95383700000000005,0.80830800000000003]
[1729,5.332274,2.6634869999999999,0.95383099999999998,0.80828800000000001]
[1730,5.3346780000000003,2.6642030000000001,0.95382400000000001,0.80826799999999999]
[1731,5.3370810000000004,2.6649189999999998,0.95381700000000003,0.80824799999999997]
[1732,5.3394849999999998,2.665635,0.95381000000000005,0.80822899999999998]
[1733,5.341888,2.6663510000000001,0.95380399999999999,0.80820899999999996]
[1734,5.3442910000000001,2.6670669999999999,0.95379700000000001,0.80818900000000005]
[1735,5.3466950000000004,2.6677819999999999,0.95379000000000003,0.80816900000000003]
[1736,5.3490979999999997,2.668498,0.95378399999999997,0.80814900000000001]
[1737,5.3515009999999998,2.6692130000000001,0.95377699999999999,0.80812899999999999]
[1738,5.353904,2.6699280000000001,0.95377000000000001,0.80810899999999997]
[1739,5.3563080000000003,2.6706430000000001,0.95376300000000003,0.80808999999999997]
[1740,5.3587109999999996,2.6713580000000001,0.95375699999999997,0.80806999999999995]
[1741,5.3611139999999997,2.6720730000000001,0.95374999999999999,0.80805000000000005]
[1742,5.3635169999999999,2.6727880000000002,0.95374300000000001,0.80803000000000003]
[1743,5.36592,2.673502,0.95373699999999995,0.80801100000000003]
[1744,5.3683230000000002,2.6742170000000001,0.95372999999999997,0.80799100000000001]
[1745,5.3707260000000003,2.6749309999999999,0.95372299999999999,0.80797099999999999]
[1746,5.3731299999999997,2.675646,0.95371700000000004,0.80795099999999997]
[1747,5.3755329999999999,2.6763599999999999,0.95370999999999995,0.80793199999999998]
[1748,5.377936,2.6770740000000002,0.95370299999999997,0.80791199999999996]
[1749,5.3803390000000002,2.6777880000000001,0.95369700000000002,0.80789200000000005]
[1750,5.3827420000000004,2.6785019999999999,0.95369000000000004,0.80787299999999995]
[1751,5.3851449999999996,2.6792159999999998,0.95368299999999995,0.80785300000000004]
[1752,5.3875479999999998,2.6799300000000001,0.953677,0.80783300000000002]
[1753,5.3899499999999998,2.6806429999999999,0.95367000000000002,0.80781400000000003]
[1754,5.392353,2.6813570000000002,0.95366300000000004,0.80779400000000001]
[1755,5.3947560000000001,2.68207,0.95365699999999998,0.80777500000000002]
[1756,5.3971590000000003,2.6827830000000001,0.95365,0.807755]
[1757,5.3995620000000004,2.6834959999999999,0.95364300000000002,0.80773499999999998]
[1758,5.4019649999999997,2.6842090000000001,0.95363699999999996,0.80771599999999999]
[1759,5.4043669999999997,2.6849219999999998,0.95362999999999998,0.80769599999999997]
[1760,5.4067699999999999,2.685635,0.953623,0.80767699999999998]
[1761,5.409173,2.6863480000000002,0.95361700000000005,0.80765699999999996]
[1762,5.4115760000000002,2.6870599999999998,0.95360999999999996,0.80763799999999997]
[1763,5.4139780000000002,2.687773,0.95360299999999998,0.80761799999999995]
[1764,5.4163810000000003,2.688485,0.95359700000000003,0.80759899999999996]
[1765,5.4187830000000003,2.6891980000000002,0.95359000000000005,0.80757999999999996]
[1766,5.4211859999999996,2.6899099999999998,0.95358399999999999,0.80756000000000006]
[1767,5.4235889999999998,2.6906219999999998,0.95357700000000001,0.80754099999999995]
[1768,5.4259909999999998,2.6913339999999999,0.95357000000000003,0.80752100000000004]
[1769,5.4283939999999999,2.6920459999999999,0.95356399999999997,0.80750200000000005]
[1770,5.430796,2.6927569999999998,0.95355699999999999,0.80748299999999995]
[1771,5.433198,2.6934689999999999,0.95355100000000004,0.80746300000000004]
[1772,5.4356010000000001,2.6941799999999998,0.95354399999999995,0.80744400000000005]
[1773,5.4380030000000001,2.6948919999999998,0.95353699999999997,0.80742499999999995]
[1774,5.4404060000000003,2.6956030000000002,0.95353100000000002,0.80740500000000004]
[1775,5.4428080000000003,2.6963140000000001,0.95352400000000004,0.80738600000000005]
[1776,5.4452100000000003,2.697025,0.95351799999999998,0.80736699999999995]
[1777,5.4476120000000003,2.6977359999999999,0.953511,0.80734700000000004]
[1778,5.4500149999999996,2.6984469999999998,0.95350400000000002,0.80732800000000005]
[1779,5.4524169999999996,2.6991580000000002,0.95349799999999996,0.80730900000000005]
[1780,5.4548189999999996,2.6998690000000001,0.95349099999999998,0.80728999999999995]
[1781,5.4572209999999997,2.7005789999999998,0.95348500000000003,0.80727000000000004]
[1782,5.4596229999999997,2.7012900000000002,0.95347800000000005,0.80725100000000005]
[1783,5.4620249999999997,2.702,0.95347199999999999,0.80723199999999995]
[1784,5.4644269999999997,2.7027100000000002,0.95346500000000001,0.80721299999999996]
[1785,5.4668289999999997,2.7034199999999999,0.95345800000000003,0.80719399999999997]
[1786,5.4692309999999997,2.7041309999999998,0.95345199999999997,0.80717499999999998]
[1787,5.4716329999999997,2.7048399999999999,0.95344499999999999,0.80715499999999996]
[1788,5.4740349999999998,2.7055500000000001,0.95343900000000004,0.80713599999999996]
[1789,5.4764369999999998,2.7062599999999999,0.95343199999999995,0.80711699999999997]
[1790,5.4788389999999998,2.7069700000000001,0.953426,0.80709799999999998]
[1791,5.4812409999999998,2.7076790000000002,0.95341900000000002,0.80707899999999999]
[1792,5.4836419999999997,2.7083879999999998,0.95341299999999995,0.80706]
[1793,5.4860439999999997,2.709098,0.95340599999999998,0.80704100000000001]
[1794,5.4884459999999997,2.7098070000000001,0.95340000000000003,0.80702200000000002]
[1795,5.4908469999999996,2.7105160000000001,0.95339300000000005,0.80700300000000003]
[1796,5.4932489999999996,2.7112250000000002,0.95338699999999998,0.80698400000000003]
[1797,5.4956509999999996,2.7119339999999998,0.95338000000000001,0.80696500000000004]
[1798,5.4980520000000004,2.7126429999999999,0.95337400000000005,0.80694600000000005]
[1799,5.5004540000000004,2.7133509999999998,0.95336699999999996,0.80692699999999995]
[1800,5.5028550000000003,2.7140599999999999,0.95335999999999999,0.80690799999999996]
[1801,5.5052570000000003,2.7147679999999998,0.95335400000000003,0.80688899999999997]
[1802,5.5076580000000002,2.7154759999999998,0.95334700000000006,0.80686999999999998]
[1803,5.510059,2.7161849999999998,0.95334099999999999,0.80685099999999998]
[1804,5.5124610000000001,2.7168929999999998,0.95333400000000001,0.80683199999999999]
[1805,5.5148619999999999,2.7176010000000002,0.95332799999999995,0.806813]
[1806,5.5172629999999998,2.7183090000000001,0.95332099999999997,0.80679400000000001]
[1807,5.5196639999999997,2.719017,0.95331500000000002,0.80677500000000002]
[1808,5.5220649999999996,2.7197239999999998,0.95330899999999996,0.80675699999999995]
[1809,5.5244669999999996,2.7204320000000002,0.95330199999999998,0.80673799999999996]
[1810,5.5268680000000003,2.721139,0.95329600000000003,0.80671899999999996]
[1811,5.5292690000000002,2.7218469999999999,0.95328900000000005,0.80669999999999997]
[1812,5.5316700000000001,2.7225540000000001,0.95328299999999999,0.80668099999999998]
[1813,5.534071,2.7232609999999999,0.95327600000000001,0.80666199999999999]
[1814,5.5364709999999997,2.7239680000000002,0.95326999999999995,0.80664400000000003]
[1815,5.5388719999999996,2.724675,0.95326299999999997,0.80662500000000004]
[1816,5.5412730000000003,2.7253820000000002,0.95325700000000002,0.80660600000000005]
[1817,5.5436740000000002,2.726089,0.95325000000000004,0.80658700000000005]
[1818,5.5460750000000001,2.7267950000000001,0.95324399999999998,0.80656899999999998]
[1819,5.5484749999999998,2.7275019999999999,0.953237,0.80654999999999999]
[1820,5.5508759999999997,2.728208,0.95323100000000005,0.806531]
[1821,5.5532769999999996,2.7289150000000002,0.95322399999999996,0.80651300000000004]
[1822,5.5556770000000002,2.7296209999999999,0.95321800000000001,0.80649400000000004]
[1823,5.5580780000000001,2.7303269999999999,0.95321199999999995,0.80647500000000005]
[1824,5.5604779999999998,2.731033,0.95320499999999997,0.80645699999999998]
[1825,5.5628789999999997,2.7317390000000001,0.95319900000000002,0.80643799999999999]
[1826,5.5652790000000003,2.7324449999999998,0.95319200000000004,0.806419]
[1827,5.567679,2.7331500000000002,0.95318599999999998,0.80640100000000003]
[1828,5.5700799999999999,2.7338559999999998,0.953179,0.80638200000000004]
[1829,5.5724799999999997,2.7345619999999999,0.95317300000000005,0.80636300000000005]
[1830,5.5748800000000003,2.7352669999999999,0.95316699999999999,0.80634499999999998]
[1831,5.57728,2.7359719999999998,0.95316000000000001,0.80632599999999999]
[1832,5.5796799999999998,2.7366769999999998,0.95315399999999995,0.80630800000000002]
[1833,5.5820800000000004,2.7373820000000002,0.95314699999999997,0.80628900000000003]
[1834,5.5844800000000001,2.7380870000000002,0.95314100000000002,0.80627099999999996]
[1835,5.5868799999999998,2.7387920000000001,0.95313400000000004,0.80625199999999997]
[1836,5.5892799999999996,2.7394970000000001,0.95312799999999998,0.80623400000000001]
[1837,5.5916800000000002,2.740202,0.95312200000000002,0.80621500000000001]
[1838,5.5940799999999999,2.7409059999999998,0.95311500000000005,0.80619700000000005]
[1839,5.5964799999999997,2.7416109999999998,0.95310899999999998,0.80617799999999995]
[1840,5.5988790000000002,2.7423150000000001,0.953102,0.80615999999999999]
[1841,5.6012789999999999,2.7430189999999999,0.95309600000000005,0.806141]
[1842,5.6036789999999996,2.7437230000000001,0.95308999999999999,0.80612300000000003]
[1843,5.6060780000000001,2.7444280000000001,0.95308300000000001,0.80610499999999996]
[1844,5.6084779999999999,2.7451310000000002,0.95307699999999995,0.80608599999999997]
[1845,5.6108770000000003,2.745835,0.953071,0.80606800000000001]
[1846,5.6132759999999999,2.7465389999999998,0.95306400000000002,0.80604900000000002]
[1847,5.6156759999999997,2.7472430000000001,0.95305799999999996,0.80603100000000005]
[1848,5.6180750000000002,2.7479460000000002,0.95305099999999998,0.80601299999999998]
[1849,5.6204739999999997,2.74865,0.95304500000000003,0.80599399999999999]
[1850,5.6228740000000004,2.7493530000000002,0.95303899999999997,0.80597600000000003]
[1851,5.625273,2.7500559999999998,0.95303199999999999,0.80595799999999995]
[1852,5.6276719999999996,2.750759,0.95302600000000004,0.80593899999999996]
[1853,5.630071,2.7514620000000001,0.95301999999999998,0.805921]
[1854,5.6324699999999996,2.7521650000000002,0.953013,0.80590300000000004]
[1855,5.6348690000000001,2.7528679999999999,0.95300700000000005,0.80588499999999996]
[1856,5.6372679999999997,2.753571,0.95300099999999999,0.80586599999999997]
[1857,5.6396660000000001,2.754273,0.95299400000000001,0.80584800000000001]
[1858,5.6420649999999997,2.7549760000000001,0.95298799999999995,0.80583000000000005]
[1859,5.6444640000000001,2.7556780000000001,0.952982,0.80581199999999997]
[1860,5.6468629999999997,2.7563800000000001,0.95297500000000002,0.80579299999999998]
[1861,5.6492610000000001,2.757082,0.95296899999999996,0.80577500000000002]
[1862,5.6516599999999997,2.7577850000000002,0.952963,0.80575699999999995]
[1863,5.654058,2.758486,0.95295600000000003,0.80573899999999998]
[1864,5.6564569999999996,2.759188,0.95294999999999996,0.80572100000000002]
[1865,5.658855,2.75989,0.95294400000000001,0.80570299999999995]
[1866,5.6612530000000003,2.7605919999999999,0.95293700000000003,0.80568399999999996]
[1867,5.6636519999999999,2.7612930000000002,0.95293099999999997,0.80566599999999999]
[1868,5.6660500000000003,2.7619950000000002,0.95292500000000002,0.80564800000000003]
[1869,5.6684479999999997,2.762696,0.95291800000000004,0.80562999999999996]
[1870,5.6708460000000001,2.7633969999999999,0.95291199999999998,0.80561199999999999]
[1871,5.6732440000000004,2.7640989999999999,0.95290600000000003,0.80559400000000003]
[1872,5.6756419999999999,2.7648000000000001,0.95289900000000005,0.80557599999999996]
[1873,5.6780400000000002,2.7654999999999998,0.95289299999999999,0.805558]
[1874,5.6804379999999997,2.7662010000000001,0.95288700000000004,0.80554000000000003]
[1875,5.682836,2.766902,0.95288099999999998,0.80552199999999996]
[1876,5.6852330000000002,2.7676029999999998,0.952874,0.805504]
[1877,5.6876309999999997,2.768303,0.95286800000000005,0.80548600000000004]
[1878,5.690029,2.7690039999999998,0.95286199999999999,0.80546799999999996]
[1879,5.6924260000000002,2.7697039999999999,0.95285500000000001,0.80545]
[1880,5.6948239999999997,2.7704040000000001,0.95284899999999995,0.80543200000000004]
[1881,5.6972209999999999,2.7711039999999998,0.952843,0.80541399999999996]
[1882,5.6996180000000001,2.7718039999999999,0.95283700000000005,0.805396]
[1883,5.7020160000000004,2.7725040000000001,0.95282999999999995,0.80537800000000004]
[1884,5.7044129999999997,2.7732039999999998,0.952824,0.80535999999999996]
[1885,5.7068099999999999,2.7739039999999999,0.95281800000000005,0.805342]
[1886,5.7092070000000001,2.7746029999999999,0.95281099999999996,0.80532400000000004]
[1887,5.7116040000000003,2.7753030000000001,0.95280500000000001,0.80530599999999997]
[1888,5.7140009999999997,2.7760020000000001,0.95279899999999995,0.80528900000000003]
[1889,5.7163979999999999,2.7767019999999998,0.952793,0.80527099999999996]
[1890,5.7187950000000001,2.7774009999999998,0.95278600000000002,0.805253]
[1891,5.7211920000000003,2.7780999999999998,0.95277999999999996,0.80523500000000003]
[1892,5.7235880000000003,2.7787989999999998,0.95277400000000001,0.80521699999999996]
[1893,5.7259849999999997,2.7794979999999998,0.95276799999999995,0.805199]
[1894,5.7283819999999999,2.7801969999999998,0.95276099999999997,0.80518199999999995]
[1895,5.7307779999999999,2.7808950000000001,0.95275500000000002,0.80516399999999999]
[1896,5.7331750000000001,2.7815940000000001,0.95274899999999996,0.80514600000000003]
[1897,5.7355710000000002,2.782292,0.95274300000000001,0.80512799999999995]
[1898,5.7379670000000003,2.782991,0.95273699999999995,0.80511100000000002]
[1899,5.7403639999999996,2.7836889999999999,0.95272999999999997,0.80509299999999995]
[1900,5.7427599999999996,2.7843870000000002,0.95272400000000002,0.80507499999999999]
[1901,5.7451559999999997,2.785085,0.95271799999999995,0.80505700000000002]
[1902,5.7475519999999998,2.7857829999999999,0.952712,0.80503999999999998]
[1903,5.7499479999999998,2.7864810000000002,0.95270500000000002,0.80502200000000002]
[1904,5.7523439999999999,2.7871790000000001,0.95269899999999996,0.80500400000000005]
[1905,5.75474,2.7878769999999999,0.95269300000000001,0.80498700000000001]
[1906,5.757136,2.7885740000000001,0.95268699999999995,0.80496900000000005]
[1907,5.759531,2.789272,0.952681,0.80495099999999997]
[1908,5.761927,2.7899690000000001,0.95267400000000002,0.80493400000000004]
[1909,5.7643219999999999,2.7906659999999999,0.95266799999999996,0.80491599999999996]
[1910,5.766718,2.7913640000000002,0.95266200000000001,0.804898]
[1911,5.7691129999999999,2.7920609999999999,0.95265599999999995,0.80488099999999996]
[1912,5.771509,2.7927580000000001,0.95265,0.804863]
[1913,5.7739039999999999,2.7934549999999998,0.95264300000000002,0.80484599999999995]
[1914,5.7762989999999999,2.7941509999999998,0.95263699999999996,0.80482799999999999]
[1915,5.7786939999999998,2.794848,0.95263100000000001,0.80481100000000005]
[1916,5.7810889999999997,2.7955450000000002,0.95262500000000006,0.80479299999999998]
[1917,5.7834839999999996,2.7962410000000002,0.95261899999999999,0.80477600000000005]
[1918,5.7858790000000004,2.7969369999999998,0.95261200000000001,0.80475799999999997]
[1919,5.7882740000000004,2.797634,0.95260599999999995,0.80474100000000004]
[1920,5.7906690000000003,2.79833,0.9526,0.80472299999999997]
[1921,5.7930640000000002,2.799026,0.95259400000000005,0.80470600000000003]
[1922,5.795458,2.799722,0.95258799999999999,0.80468799999999996]
[1923,5.7978529999999999,2.8004180000000001,0.95258200000000004,0.80467100000000003]
[1924,5.8002469999999997,2.8011140000000001,0.95257499999999995,0.80465299999999995]
[1925,5.8026419999999996,2.801809,0.952569,0.80463600000000002]
[1926,5.8050360000000003,2.802505,0.95256300000000005,0.80461800000000006]
[1927,5.8074300000000001,2.8031999999999999,0.95255699999999999,0.80460100000000001]
[1928,5.809825,2.8038959999999999,0.95255100000000004,0.80458300000000005]
[1929,5.8122189999999998,2.8045909999999998,0.95254499999999998,0.804566]
[1930,5.8146129999999996,2.8052860000000002,0.95253900000000002,0.80454899999999996]
[1931,5.8170070000000003,2.8059810000000001,0.95253200000000005,0.804531]
[1932,5.8193999999999999,2.8066759999999999,0.95252599999999998,0.80451399999999995]
[1933,5.8217939999999997,2.8073709999999998,0.95252000000000003,0.80449700000000002]
[1934,5.8241880000000004,2.8080660000000002,0.95251399999999997,0.80447900000000006]
[1935,5.8265820000000001,2.8087599999999999,0.95250800000000002,0.80446200000000001]
[1936,5.8289749999999998,2.8094549999999998,0.95250199999999996,0.80444499999999997]
[1937,5.8313689999999996,2.810149,0.95249600000000001,0.804427]
[1938,5.8337620000000001,2.8108439999999999,0.95248999999999995,0.80440999999999996]
[1939,5.8361549999999998,2.8115380000000001,0.95248299999999997,0.80439300000000002]
[1940,5.8385490000000004,2.8122319999999998,0.95247700000000002,0.80437499999999995]
[1941,5.8409420000000001,2.812926,0.95247099999999996,0.80435800000000002]
[1942,5.8433349999999997,2.8136199999999998,0.95246500000000001,0.80434099999999997]
[1943,5.8457280000000003,2.814314,0.95245899999999994,0.80432400000000004]
[1944,5.8481209999999999,2.8150080000000002,0.95245299999999999,0.80430599999999997]
[1945,5.8505140000000004,2.8157009999999998,0.95244700000000004,0.80428900000000003]
[1946,5.8529059999999999,2.816395,0.95244099999999998,0.80427199999999999]
[1947,5.8552989999999996,2.8170890000000002,0.95243500000000003,0.80425500000000005]
[1948,5.8576920000000001,2.8177819999999998,0.95242800000000005,0.80423800000000001]
[1949,5.8600839999999996,2.8184749999999998,0.95242199999999999,0.80422000000000005]
[1950,5.8624770000000002,2.8191679999999999,0.95241600000000004,0.804203]
[1951,5.8648689999999997,2.819861,0.95240999999999998,0.80418599999999996]
[1952,5.8672610000000001,2.820554,0.95240400000000003,0.80416900000000002]
[1953,5.8696529999999996,2.8212470000000001,0.95239799999999997,0.80415199999999998]
[1954,5.8720460000000001,2.8219400000000001,0.95239200000000002,0.80413500000000004]
[1955,5.8744379999999996,2.8226330000000002,0.95238599999999995,0.804118]
[1956,5.87683,2.8233250000000001,0.95238,0.80410099999999995]
[1957,5.8792210000000003,2.8240180000000001,0.95237400000000005,0.80408299999999999]
[1958,5.8816129999999998,2.8247100000000001,0.95236799999999999,0.80406599999999995]
[1959,5.8840050000000002,2.825402,0.95236100000000001,0.80404900000000001]
[1960,5.8863960000000004,2.826095,0.95235499999999995,0.80403199999999997]
[1961,5.8887879999999999,2.8267869999999999,0.952349,0.80401500000000004]
[1962,5.8911790000000002,2.8274789999999999,0.95234300000000005,0.80399799999999999]
[1963,5.8935709999999997,2.8281700000000001,0.95233699999999999,0.80398099999999995]
[1964,5.8959619999999999,2.828862,0.95233100000000004,0.80396400000000001]
[1965,5.8983530000000002,2.8295539999999999,0.95232499999999998,0.80394699999999997]
[1966,5.9007440000000004,2.8302450000000001,0.95231900000000003,0.80393000000000003]
[1967,5.9031349999999998,2.830937,0.95231299999999997,0.80391299999999999]
[1968,5.9055260000000001,2.8316279999999998,0.95230700000000001,0.80389600000000005]
[1969,5.9079170000000003,2.8323200000000002,0.95230099999999995,0.80387900000000001]
[1970,5.9103079999999997,2.8330109999999999,0.952295,0.80386199999999997]
[1971,5.9126979999999998,2.8337020000000002,0.95228900000000005,0.80384500000000003]
[1972,5.915089,2.8343929999999999,0.95228299999999999,0.80382799999999999]
[1973,5.9174790000000002,2.8350840000000002,0.95227700000000004,0.80381199999999997]
[1974,5.9198700000000004,2.8357749999999999,0.95227099999999998,0.80379500000000004]
[1975,5.9222599999999996,2.836465,0.95226500000000003,0.80377799999999999]
[1976,5.9246499999999997,2.8371559999999998,0.95225899999999997,0.80376099999999995]
[1977,5.9270399999999999,2.8378459999999999,0.95225300000000002,0.80374400000000001]
[1978,5.92943,2.8385370000000001,0.95224699999999995,0.80372699999999997]
[1979,5.9318200000000001,2.8392270000000002,0.952241,0.80371000000000004]
[1980,5.9342100000000002,2.8399169999999998,0.95223500000000005,0.80369299999999999]
[1981,5.9366000000000003,2.8406069999999999,0.95222899999999999,0.80367699999999997]
[1982,5.9389890000000003,2.841297,0.95222300000000004,0.80366000000000004]
[1983,5.9413790000000004,2.841987,0.95221699999999998,0.803643]
[1984,5.9437680000000004,2.8426770000000001,0.95221100000000003,0.80362599999999995]
[1985,5.9461579999999996,2.8433670000000002,0.95220499999999997,0.80360900000000002]
[1986,5.9485469999999996,2.8440560000000001,0.95219900000000002,0.803593]
[1987,5.9509359999999996,2.8447460000000002,0.95219299999999996,0.80357599999999996]
[1988,5.9533250000000004,2.8454350000000002,0.95218700000000001,0.80355900000000002]
[1989,5.9557140000000004,2.8461240000000001,0.95218100000000006,0.80354199999999998]
[1990,5.9581030000000004,2.8468140000000002,0.95217499999999999,0.80352599999999996]
[1991,5.9604920000000003,2.8475030000000001,0.95216900000000004,0.80350900000000003]
[1992,5.9628810000000003,2.8481920000000001,0.95216299999999998,0.80349199999999998]
[1993,5.9652690000000002,2.848881,0.95215700000000003,0.80347500000000005]
[1994,5.9676580000000001,2.8495699999999999,0.95215099999999997,0.80345900000000003]
[1995,5.970046,2.8502580000000002,0.95214500000000002,0.80344199999999999]
[1996,5.9724349999999999,2.8509470000000001,0.95213899999999996,0.80342499999999994]
[1997,5.9748229999999998,2.8516349999999999,0.95213300000000001,0.80340900000000004]
[1998,5.9772109999999996,2.8523239999999999,0.95212699999999995,0.803392]
[1999,5.9795990000000003,2.8530120000000001,0.952121,0.80337499999999995]
[2000,5.9819870000000002,2.8536999999999999,0.95211500000000004,0.80335900000000005]
[2001,5.984375,2.8543889999999998,0.95210899999999998,0.803342]
[2002,5.9867629999999998,2.8550770000000001,0.95210300000000003,0.80332599999999998]
[2003,5.9891500000000004,2.8557649999999999,0.95209699999999997,0.80330900000000005]
[2004,5.9915380000000003,2.856452,0.95209100000000002,0.80329200000000001]
[2005,5.9939249999999999,2.8571399999999998,0.95208499999999996,0.80327599999999999]
[2006,5.9963129999999998,2.857828,0.95207900000000001,0.80325899999999995]
[2007,5.9987000000000004,2.8585150000000001,0.95207299999999995,0.80324300000000004]
[2008,6.0010870000000001,2.8592029999999999,0.952067,0.803226]
[2009,6.0034739999999998,2.85989,0.95206100000000005,0.80320999999999998]
[2010,6.0058610000000003,2.8605770000000001,0.95205499999999998,0.80319300000000005]
[2011,6.008248,2.8612639999999998,0.95204900000000003,0.803176]
[2012,6.0106349999999997,2.8619520000000001,0.95204299999999997,0.80315999999999999]
[2013,6.0130210000000002,2.862638,0.95203700000000002,0.80314300000000005]
[2014,6.0154079999999999,2.8633250000000001,0.95203099999999996,0.80312700000000004]
[2015,6.0177940000000003,2.8640119999999998,0.95202600000000004,0.80310999999999999]
[2016,6.020181,2.8646989999999999,0.95201999999999998,0.80309399999999997]
[2017,6.0225669999999996,2.8653849999999998,0.95201400000000003,0.80307799999999996]
[2018,6.024953,2.866072,0.95200799999999997,0.80306100000000002]
[2019,6.0273389999999996,2.8667579999999999,0.95200200000000001,0.80304500000000001]
[2020,6.029725,2.8674439999999999,0.95199599999999995,0.80302799999999996]
[2021,6.0321109999999996,2.868131,0.95199,0.80301199999999995]
[2022,6.034497,2.868817,0.95198400000000005,0.80299500000000001]
[2023,6.0368820000000003,2.8695029999999999,0.95197799999999999,0.802979]
[2024,6.0392679999999999,2.8701889999999999,0.95197200000000004,0.80296299999999998]
[2025,6.0416530000000002,2.8708740000000001,0.95196599999999998,0.80294600000000005]
[2026,6.0440389999999997,2.8715600000000001,0.95196000000000003,0.80293000000000003]
[2027,6.046424,2.8722460000000001,0.951955,0.80291299999999999]
[2028,6.0488090000000003,2.8729309999999999,0.95194900000000005,0.80289699999999997]
[2029,6.0511939999999997,2.8736169999999999,0.95194299999999998,0.80288099999999996]
[2030,6.053579,2.8743020000000001,0.95193700000000003,0.80286400000000002]
[2031,6.0559640000000003,2.874987,0.95193099999999997,0.80284800000000001]
[2032,6.0583479999999996,2.8756719999999998,0.95192500000000002,0.80283199999999999]
[2033,6.0607329999999999,2.8763570000000001,0.95191899999999996,0.80281599999999997]
[2034,6.0631170000000001,2.8770419999999999,0.95191300000000001,0.80279900000000004]
[2035,6.0655020000000004,2.8777270000000001,0.95190699999999995,0.80278300000000002]
[2036,6.0678859999999997,2.878412,0.951901,0.80276700000000001]
[2037,6.0702699999999998,2.8790960000000001,0.95189599999999996,0.80274999999999996]
[2038,6.072654,2.8797809999999999,0.95189000000000001,0.80273399999999995]
[2039,6.0750380000000002,2.8804650000000001,0.95188399999999995,0.80271800000000004]
[2040,6.0774220000000003,2.8811499999999999,0.951878,0.80270200000000003]
[2041,6.0798059999999996,2.881834,0.95187200000000005,0.80268499999999998]
[2042,6.0821889999999996,2.8825180000000001,0.95186599999999999,0.80266899999999997]
[2043,6.0845729999999998,2.8832019999999998,0.95186000000000004,0.80265299999999995]
[2044,6.0869559999999998,2.8838859999999999,0.95185500000000001,0.80263700000000004]
[2045,6.0893389999999998,2.8845700000000001,0.95184899999999995,0.80262100000000003]
[2046,6.091723,2.8852540000000002,0.95184299999999999,0.80260500000000001]
[2047,6.094106,2.8859370000000002,0.95183700000000004,0.80258799999999997]
[2048,6.096489,2.8866209999999999,0.95183099999999998,0.80257199999999995]
[2049,6.0988709999999999,2.8873039999999999,0.95182500000000003,0.80255600000000005]
[2050,6.101254,2.887988,0.95181899999999997,0.80254000000000003]
[2051,6.103637,2.888671,0.95181400000000005,0.80252400000000002]
[2052,6.1060189999999999,2.889354,0.95180799999999999,0.802508]
[2053,6.1084019999999999,2.890037,0.95180200000000004,0.80249199999999998]
[2054,6.1107839999999998,2.89072,0.95179599999999998,0.80247500000000005]
[2055,6.1131659999999997,2.8914029999999999,0.95179000000000002,0.80245900000000003]
[2056,6.1155480000000004,2.8920859999999999,0.95178399999999996,0.80244300000000002]
[2057,6.1179300000000003,2.8927679999999998,0.95177800000000001,0.802427]
[2058,6.1203120000000002,2.8934510000000002,0.95177299999999998,0.80241099999999999]
[2059,6.1226940000000001,2.8941340000000002,0.95176700000000003,0.80239499999999997]
[2060,6.1250749999999998,2.8948160000000001,0.95176099999999997,0.80237899999999995]
[2061,6.1274569999999997,2.8954979999999999,0.95175500000000002,0.80236300000000005]
[2062,6.1298380000000003,2.8961809999999999,0.95174899999999996,0.80234700000000003]
[2063,6.1322190000000001,2.8968630000000002,0.95174400000000003,0.80233100000000002]
[2064,6.1345999999999998,2.897545,0.95173799999999997,0.802315]
[2065,6.1369809999999996,2.8982269999999999,0.95173200000000002,0.80229899999999998]
[2066,6.1393620000000002,2.898908,0.95172599999999996,0.80228299999999997]
[2067,6.141743,2.8995899999999999,0.95172000000000001,0.80226699999999995]
[2068,6.1441239999999997,2.9002720000000002,0.95171399999999995,0.80225100000000005]
[2069,6.1465040000000002,2.9009529999999999,0.95170900000000003,0.80223500000000003]
[2070,6.1488849999999999,2.9016350000000002,0.95170299999999997,0.80221900000000002]
[2071,6.1512650000000004,2.9023159999999999,0.95169700000000002,0.802203]
[2072,6.153645,2.902997,0.95169099999999995,0.80218699999999998]
[2073,6.1560249999999996,2.9036780000000002,0.951685,0.80217099999999997]
[2074,6.1584050000000001,2.9043600000000001,0.95167999999999997,0.80215599999999998]
[2075,6.1607849999999997,2.9050410000000002,0.95167400000000002,0.80213999999999996]
[2076,6.1631650000000002,2.9057210000000002,0.95166799999999996,0.80212399999999995]
[2077,6.1655439999999997,2.9064019999999999,0.95166200000000001,0.80210800000000004]
[2078,6.1679240000000002,2.9070830000000001,0.95165699999999998,0.80209200000000003]
[2079,6.1703029999999996,2.9077630000000001,0.95165100000000002,0.80207600000000001]
[2080,6.1726830000000001,2.9084439999999998,0.95164499999999996,0.80206]
[2081,6.1750619999999996,2.9091239999999998,0.95163900000000001,0.80204399999999998]
[2082,6.177441,2.909805,0.95163299999999995,0.80202899999999999]
[2083,6.1798200000000003,2.910485,0.95162800000000003,0.80201299999999998]
[2084,6.1821979999999996,2.911165,0.95162199999999997,0.80199699999999996]
[2085,6.184577,2.911845,0.95161600000000002,0.80198100000000005]
[2086,6.1869550000000002,2.912525,0.95160999999999996,0.80196500000000004]
[2087,6.1893339999999997,2.913205,0.95160500000000003,0.80195000000000005]
[2088,6.1917119999999999,2.9138839999999999,0.95159899999999997,0.80193400000000004]
[2089,6.1940900000000001,2.9145639999999999,0.95159300000000002,0.80191800000000002]
[2090,6.1964680000000003,2.9152429999999998,0.95158699999999996,0.801902]
[2091,6.1988459999999996,2.9159229999999998,0.95158100000000001,0.80188700000000002]
[2092,6.2012239999999998,2.9166020000000001,0.95157599999999998,0.801871]
[2093,6.2036020000000001,2.917281,0.95157000000000003,0.80185499999999998]
[2094,6.2059790000000001,2.917961,0.95156399999999997,0.80183899999999997]
[2095,6.2083570000000003,2.9186399999999999,0.95155800000000001,0.80182399999999998]
[2096,6.2107340000000004,2.9193190000000002,0.95155299999999998,0.80180799999999997]
[2097,6.2131109999999996,2.919997,0.95154700000000003,0.80179199999999995]
[2098,6.2154879999999997,2.9206759999999998,0.95154099999999997,0.80177699999999996]
[2099,6.2178649999999998,2.9213550000000001,0.95153600000000005,0.80176099999999995]
[2100,6.2202419999999998,2.9220329999999999,0.95152999999999999,0.80174500000000004]
[2101,6.2226179999999998,2.9227120000000002,0.95152400000000004,0.80173000000000005]
[2102,6.2249949999999998,2.9233899999999999,0.95151799999999997,0.80171400000000004]
[2103,6.2273709999999998,2.9240689999999998,0.95151300000000005,0.80169800000000002]
[2104,6.2297479999999998,2.924747,0.95150699999999999,0.80168300000000003]
[2105,6.2321239999999998,2.9254250000000002,0.95150100000000004,0.80166700000000002]
[2106,6.2344999999999997,2.9261029999999999,0.95149499999999998,0.801651]
[2107,6.2368759999999996,2.9267810000000001,0.95148999999999995,0.80163600000000002]
[2108,6.2392510000000003,2.9274589999999998,0.951484,0.80162]
[2109,6.2416270000000003,2.9281359999999999,0.95147800000000005,0.80160500000000001]
[2110,6.2440030000000002,2.928814,0.95147300000000001,0.801589]
[2111,6.246378,2.9294920000000002,0.95146699999999995,0.80157400000000001]
[2112,6.2487529999999998,2.9301689999999998,0.951461,0.80155799999999999]
[2113,6.2511279999999996,2.9308459999999998,0.95145500000000005,0.80154199999999998]
[2114,6.2535030000000003,2.931524,0.95145000000000002,0.80152699999999999]
[2115,6.255878,2.9322010000000001,0.95144399999999996,0.80151099999999997]
[2116,6.2582529999999998,2.9328780000000001,0.95143800000000001,0.80149599999999999]
[2117,6.2606270000000004,2.9335550000000001,0.95143299999999997,0.80147999999999997]
[2118,6.2630020000000002,2.9342320000000002,0.95142700000000002,0.80146499999999998]
[2119,6.2653759999999998,2.9349080000000001,0.95142099999999996,0.80144899999999997]
[2120,6.2677509999999996,2.9355850000000001,0.95141600000000004,0.80143399999999998]
[2121,6.2701250000000002,2.9362620000000001,0.95140999999999998,0.80141799999999996]
[2122,6.2724989999999998,2.936938,0.95140400000000003,0.80140299999999998]
[2123,6.2748720000000002,2.9376139999999999,0.95139799999999997,0.80138799999999999]
[2124,6.2772459999999999,2.938291,0.95139300000000004,0.80137199999999997]
[2125,6.2796200000000004,2.9389669999999999,0.95138699999999998,0.80135699999999999]
[2126,6.2819929999999999,2.9396429999999998,0.95138100000000003,0.80134099999999997]
[2127,6.2843660000000003,2.9403190000000001,0.951376,0.80132599999999998]
[2128,6.2867389999999999,2.940995,0.95137000000000005,0.80130999999999997]
[2129,6.2891120000000003,2.9416709999999999,0.95136399999999999,0.80129499999999998]
[2130,6.2914849999999998,2.9423460000000001,0.95135899999999995,0.80127999999999999]
[2131,6.2938580000000002,2.943022,0.951353,0.80126399999999998]
[2132,6.2962309999999997,2.9436979999999999,0.95134700000000005,0.80124899999999999]
[2133,6.298603,2.9443730000000001,0.95134200000000002,0.80123299999999997]
[2134,6.3009750000000002,2.9450479999999999,0.95133599999999996,0.80121799999999999]
[2135,6.3033479999999997,2.9457239999999998,0.95133000000000001,0.801203]
[2136,6.30572,2.946399,0.95132499999999998,0.80118699999999998]
[2137,6.3080920000000003,2.9470740000000002,0.95131900000000003,0.801172]
[2138,6.3104630000000004,2.947749,0.95131299999999996,0.80115700000000001]
[2139,6.3128349999999998,2.9484240000000002,0.95130800000000004,0.80114099999999999]
[2140,6.315207,2.9490989999999999,0.95130199999999998,0.801126]
[2141,6.3175780000000001,2.949773,0.95129600000000003,0.80111100000000002]
[2142,6.3199490000000003,2.9504480000000002,0.951291,0.80109600000000003]
[2143,6.3223200000000004,2.9511219999999998,0.95128500000000005,0.80108000000000001]
[2144,6.3246909999999996,2.951797,0.95128000000000001,0.80106500000000003]
[2145,6.3270619999999997,2.9524710000000001,0.95127399999999995,0.80105000000000004]
[2146,6.3294329999999999,2.9531450000000001,0.951268,0.80103400000000002]
[2147,6.3318029999999998,2.9538190000000002,0.95126299999999997,0.80101900000000004]
[2148,6.334174,2.9544929999999998,0.95125700000000002,0.80100400000000005]
[2149,6.336544,2.9551669999999999,0.95125099999999996,0.80098899999999995]
[2150,6.3389139999999999,2.9558409999999999,0.95124600000000004,0.80097399999999996]
[2151,6.3412839999999999,2.956515,0.95123999999999997,0.80095799999999995]
[2152,6.3436539999999999,2.9571890000000001,0.95123400000000002,0.80094299999999996]
[2153,6.3460239999999999,2.957862,0.95122899999999999,0.80092799999999997]
[2154,6.3483929999999997,2.9585360000000001,0.95122300000000004,0.80091299999999999]
[2155,6.3507629999999997,2.959209,0.95121800000000001,0.800898]
[2156,6.3531319999999996,2.9598819999999999,0.95121199999999995,0.80088199999999998]
[2157,6.3555010000000003,2.9605549999999998,0.951206,0.800867]
[2158,6.3578700000000001,2.9612280000000002,0.95120099999999996,0.80085200000000001]
[2159,6.360239,2.9619010000000001,0.95119500000000001,0.80083700000000002]
[2160,6.3626079999999998,2.962574,0.95118999999999998,0.80082200000000003]
[2161,6.3649769999999997,2.963247,0.95118400000000003,0.80080700000000005]
[2162,6.3673450000000003,2.9639199999999999,0.95117799999999997,0.80079199999999995]
[2163,6.369713,2.9645920000000001,0.95117300000000005,0.80077600000000004]
[2164,6.3720809999999997,2.965265,0.95116699999999998,0.80076099999999995]
[2165,6.3744490000000003,2.9659369999999998,0.95116199999999995,0.80074599999999996]
[2166,6.376817,2.9666100000000002,0.951156,0.80073099999999997]
[2167,6.3791849999999997,2.967282,0.95115000000000005,0.80071599999999998]
[2168,6.3815530000000003,2.9679540000000002,0.95114500000000002,0.800701]
[2169,6.3839199999999998,2.968626,0.95113899999999996,0.80068600000000001]
[2170,6.3862870000000003,2.9692980000000002,0.95113400000000003,0.80067100000000002]
[2171,6.3886539999999998,2.96997,0.95112799999999997,0.80065600000000003]
[2172,6.3910210000000003,2.9706419999999998,0.95112200000000002,0.80064100000000005]
[2173,6.3933879999999998,2.9713129999999999,0.95111699999999999,0.80062599999999995]
[2174,6.3957550000000003,2.9719850000000001,0.95111100000000004,0.80061099999999996]
[2175,6.3981219999999999,2.9726569999999999,0.95110600000000001,0.80059599999999997]
[2176,6.4004880000000002,2.973328,0.95109999999999995,0.80058099999999999]
[2177,6.4028539999999996,2.9739990000000001,0.95109500000000002,0.800566]
[2178,6.4052199999999999,2.9746700000000001,0.95108899999999996,0.80055100000000001]
[2179,6.4075860000000002,2.9753419999999999,0.95108300000000001,0.80053600000000003]
[2180,6.4099519999999997,2.976013,0.95107799999999998,0.80052100000000004]
[2181,6.412318,2.9766840000000001,0.95107200000000003,0.80050600000000005]
[2182,6.4146830000000001,2.9773540000000001,0.951067,0.80049099999999995]
[2183,6.4170489999999996,2.9780250000000001,0.95106100000000005,0.80047599999999997]
[2184,6.4194139999999997,2.9786959999999998,0.95105600000000001,0.80046099999999998]
[2185,6.4217789999999999,2.9793660000000002,0.95104999999999995,0.80044599999999999]
[2186,6.4241440000000001,2.9800369999999998,0.95104500000000003,0.800431]
[2187,6.4265090000000002,2.9807070000000002,0.95103899999999997,0.80041600000000002]
[2188,6.4288730000000003,2.9813770000000002,0.95103300000000002,0.80040199999999995]
[2189,6.4312379999999996,2.9820479999999998,0.95102799999999998,0.80038699999999996]
[2190,6.4336019999999996,2.9827180000000002,0.95102200000000003,0.80037199999999997]
[2191,6.4359659999999996,2.9833880000000002,0.951017,0.80035699999999999]
[2192,6.4383299999999997,2.9840580000000001,0.95101100000000005,0.800342]
[2193,6.4406939999999997,2.9847269999999999,0.95100600000000002,0.80032700000000001]
[2194,6.4430579999999997,2.9853969999999999,0.95099999999999996,0.80031200000000002]
[2195,6.4454219999999998,2.9860669999999998,0.95099500000000003,0.80029799999999995]
[2196,6.4477849999999997,2.9867360000000001,0.95098899999999997,0.80028299999999997]
[2197,6.4501480000000004,2.987406,0.95098400000000005,0.80026799999999998]
[2198,6.4525110000000003,2.9880749999999998,0.95097799999999999,0.80025299999999999]
[2199,6.4548740000000002,2.9887440000000001,0.95097299999999996,0.800238]
[2200,6.4572370000000001,2.9894129999999999,0.95096700000000001,0.80022300000000002]
[2201,6.4596,2.9900829999999998,0.95096099999999995,0.80020899999999995]
[2202,6.4619619999999998,2.9907509999999999,0.95095600000000002,0.80019399999999996]
[2203,6.4643249999999997,2.9914200000000002,0.95094999999999996,0.80017899999999997]
[2204,6.4666870000000003,2.992089,0.95094500000000004,0.80016399999999999]
[2205,6.469049,2.9927579999999998,0.95093899999999998,0.80015000000000003]
[2206,6.4714109999999998,2.9934259999999999,0.95093399999999995,0.80013500000000004]
[2207,6.4737730000000004,2.9940950000000002,0.950928,0.80012000000000005]
[2208,6.4761340000000001,2.9947629999999998,0.95092299999999996,0.80010499999999996]
[2209,6.4784959999999998,2.9954320000000001,0.95091700000000001,0.800091]
[2210,6.4808570000000003,2.9961000000000002,0.95091199999999998,0.80007600000000001]
[2211,6.4832179999999999,2.9967679999999999,0.95090600000000003,0.80006100000000002]
[2212,6.4855790000000004,2.997436,0.950901,0.80004699999999995]
[2213,6.48794,2.9981040000000001,0.95089500000000005,0.80003199999999997]
[2214,6.4903000000000004,2.9987720000000002,0.95089000000000001,0.80001699999999998]
[2215,6.492661,2.9994399999999999,0.95088399999999995,0.80000300000000002]
[2216,6.4950210000000004,3.0001069999999999,0.95087900000000003,0.79998800000000003]
[2217,6.4973809999999999,3.000775,0.95087299999999997,0.79997300000000005]
[2218,6.4997410000000002,3.0014419999999999,0.95086800000000005,0.79995899999999998]
[2219,6.5021009999999997,3.0021100000000001,0.95086199999999999,0.79994399999999999]
[2220,6.504461,3.002777,0.95085699999999995,0.799929]
[2221,6.5068200000000003,3.003444,0.950851,0.79991500000000004]
[2222,6.5091799999999997,3.004111,0.95084599999999997,0.79990000000000006]
[2223,6.511539,3.0047779999999999,0.95084000000000002,0.79988499999999996]
[2224,6.5138980000000002,3.0054449999999999,0.95083499999999999,0.799871]
[2225,6.5162570000000004,3.0061119999999999,0.95082999999999995,0.79985600000000001]
[2226,6.5186159999999997,3.0067789999999999,0.950824,0.79984200000000005]
[2227,6.5209739999999998,3.0074459999999998,0.95081899999999997,0.79982699999999995]
[2228,6.523333,3.0081120000000001,0.95081300000000002,0.79981199999999997]
[2229,6.5256910000000001,3.0087790000000001,0.95080799999999999,0.79979800000000001]
[2230,6.5280490000000002,3.0094449999999999,0.95080200000000004,0.79978300000000002]
[2231,6.5304070000000003,3.0101110000000002,0.950797,0.79976899999999995]
[2232,6.5327650000000004,3.010777,0.95079100000000005,0.79975399999999996]
[2233,6.5351220000000003,3.0114429999999999,0.95078600000000002,0.79974000000000001]
[2234,6.5374800000000004,3.0121090000000001,0.95077999999999996,0.79972500000000002]
[2235,6.5398370000000003,3.012775,0.95077500000000004,0.79971099999999995]
[2236,6.5421940000000003,3.0134409999999998,0.95076899999999998,0.79969599999999996]
[2237,6.5445510000000002,3.0141070000000001,0.95076400000000005,0.799682]
[2238,6.5469080000000002,3.0147729999999999,0.95075900000000002,0.79966700000000002]
[2239,6.5492650000000001,3.0154380000000001,0.95075299999999996,0.79965299999999995]
[2240,6.5516209999999999,3.0161039999999999,0.95074800000000004,0.79963799999999996]
[2241,6.5539769999999997,3.016769,0.95074199999999998,0.799624]
[2242,6.5563339999999997,3.0174340000000002,0.95073700000000005,0.79960900000000001]
[2243,6.5586890000000002,3.0180989999999999,0.95073099999999999,0.79959499999999994]
[2244,6.561045,3.018764,0.95072599999999996,0.79957999999999996]
[2245,6.5634009999999998,3.0194290000000001,0.95072000000000001,0.799566]
[2246,6.5657560000000004,3.0200939999999998,0.95071499999999998,0.79955200000000004]
[2247,6.5681120000000002,3.020759,0.95071000000000006,0.79953700000000005]
[2248,6.5704669999999998,3.0214240000000001,0.95070399999999999,0.79952299999999998]
[2249,6.5728220000000004,3.0220880000000001,0.95069899999999996,0.799508]
[2250,6.575177,3.0227529999999998,0.95069300000000001,0.79949400000000004]
[2251,6.5775309999999996,3.0234169999999998,0.95068799999999998,0.79947999999999997]
[2252,6.5798860000000001,3.0240819999999999,0.95068200000000003,0.79946499999999998]
[2253,6.5822399999999996,3.0247459999999999,0.95067699999999999,0.79945100000000002]
[2254,6.5845940000000001,3.0254099999999999,0.95067199999999996,0.79943600000000004]
[2255,6.5869479999999996,3.0260739999999999,0.95066600000000001,0.79942199999999997]
[2256,6.589302,3.0267379999999999,0.95066099999999998,0.79940800000000001]
[2257,6.5916560000000004,3.0274019999999999,0.95065500000000003,0.79939300000000002]
[2258,6.5940089999999998,3.0280659999999999,0.95065,0.79937899999999995]
[2259,6.5963630000000002,3.0287289999999998,0.95064499999999996,0.79936499999999999]
[2260,6.5987159999999996,3.0293929999999998,0.95063900000000001,0.79935]
[2261,6.6010689999999999,3.0300569999999998,0.95063399999999998,0.79933600000000005]
[2262,6.603421,3.0307200000000001,0.95062800000000003,0.79932199999999998]
[2263,6.6057740000000003,3.0313829999999999,0.950623,0.79930800000000002]
[2264,6.6081269999999996,3.0320469999999999,0.95061799999999996,0.79929300000000003]
[2265,6.6104789999999998,3.0327099999999998,0.95061200000000001,0.79927899999999996]
[2266,6.6128309999999999,3.0333730000000001,0.95060699999999998,0.799265]
[2267,6.615183,3.034036,0.95060100000000003,0.79925000000000002]
[2268,6.6175350000000002,3.0346989999999998,0.950596,0.79923599999999995]
[2269,6.6198860000000002,3.035361,0.95059099999999996,0.79922199999999999]
[2270,6.6222380000000003,3.0360239999999998,0.95058500000000001,0.79920800000000003]
[2271,6.6245890000000003,3.0366870000000001,0.95057999999999998,0.79919300000000004]
[2272,6.6269400000000003,3.0373489999999999,0.95057400000000003,0.79917899999999997]
[2273,6.6292910000000003,3.038011,0.950569,0.79916500000000001]
[2274,6.6316420000000003,3.0386739999999999,0.95056399999999996,0.79915099999999994]
[2275,6.6339920000000001,3.039336,0.95055800000000001,0.79913699999999999]
[2276,6.6363430000000001,3.0399980000000002,0.95055299999999998,0.799122]
[2277,6.638693,3.0406599999999999,0.95054799999999995,0.79910800000000004]
[2278,6.6410429999999998,3.0413220000000001,0.950542,0.79909399999999997]
[2279,6.6433929999999997,3.0419839999999998,0.95053699999999997,0.79908000000000001]
[2280,6.6457430000000004,3.042646,0.95053200000000004,0.79906600000000005]
[2281,6.6480920000000001,3.043307,0.95052599999999998,0.79905199999999998]
[2282,6.650442,3.0439690000000001,0.95052099999999995,0.799037]
[2283,6.6527909999999997,3.0446300000000002,0.950515,0.79902300000000004]
[2284,6.6551400000000003,3.0452919999999999,0.95050999999999997,0.79900899999999997]
[2285,6.657489,3.0459529999999999,0.95050500000000004,0.79899500000000001]
[2286,6.6598369999999996,3.0466139999999999,0.95049899999999998,0.79898100000000005]
[2287,6.6621860000000002,3.0472760000000001,0.95049399999999995,0.79896699999999998]
[2288,6.6645339999999997,3.0479370000000001,0.95048900000000003,0.79895300000000002]
[2289,6.6668820000000002,3.048597,0.95048299999999997,0.79893899999999995]
[2290,6.6692299999999998,3.049258,0.95047800000000005,0.79892399999999997]
[2291,6.6715780000000002,3.049919,0.95047300000000001,0.79891000000000001]
[2292,6.6739259999999998,3.0505800000000001,0.95046699999999995,0.79889600000000005]
[2293,6.6762730000000001,3.05124,0.95046200000000003,0.79888199999999998]
[2294,6.6786199999999996,3.051901,0.950457,0.79886800000000002]
[2295,6.6809669999999999,3.0525609999999999,0.95045100000000005,0.79885399999999995]
[2296,6.6833140000000002,3.0532210000000002,0.95044600000000001,0.79883999999999999]
[2297,6.6856609999999996,3.0538820000000002,0.95044099999999998,0.79882600000000004]
[2298,6.688008,3.0545420000000001,0.95043500000000003,0.79881199999999997]
[2299,6.6903540000000001,3.055202,0.95043,0.79879800000000001]
[2300,6.6927000000000003,3.0558619999999999,0.95042499999999996,0.79878400000000005]
[2301,6.6950459999999996,3.0565220000000002,0.95041900000000001,0.79876999999999998]
[2302,6.6973919999999998,3.0571809999999999,0.95041399999999998,0.79875600000000002]
[2303,6.699738,3.0578409999999998,0.95040899999999995,0.79874199999999995]
[2304,6.702083,3.0585010000000001,0.950403,0.79872799999999999]
[2305,6.7044280000000001,3.0591599999999999,0.95039799999999997,0.79871400000000004]
[2306,6.7067730000000001,3.0598190000000001,0.95039300000000004,0.79869999999999997]
[2307,6.7091180000000001,3.0604789999999999,0.95038699999999998,0.79868600000000001]
[2308,6.7114630000000002,3.0611380000000001,0.95038199999999995,0.79867200000000005]
[2309,6.7138080000000002,3.0617969999999999,0.95037700000000003,0.79865799999999998]
[2310,6.7161520000000001,3.0624560000000001,0.95037099999999997,0.79864400000000002]
[2311,6.718496,3.0631149999999998,0.95036600000000004,0.79862999999999995]
[2312,6.7208399999999999,3.063774,0.95036100000000001,0.79861599999999999]
[2313,6.7231839999999998,3.0644330000000002,0.95035499999999995,0.79860200000000003]
[2314,6.7255279999999997,3.0650909999999998,0.95035000000000003,0.79858799999999996]
[2315,6.7278710000000004,3.06575,0.950345,0.79857500000000003]
[2316,6.7302150000000003,3.066408,0.95033999999999996,0.79856099999999997]
[2317,6.732558,3.0670670000000002,0.95033400000000001,0.79854700000000001]
[2318,6.7349009999999998,3.0677249999999998,0.95032899999999998,0.79853300000000005]
[2319,6.7372430000000003,3.0683829999999999,0.95032399999999995,0.79851899999999998]
[2320,6.7395860000000001,3.0690409999999999,0.950318,0.79850500000000002]
[2321,6.7419279999999997,3.069699,0.95031299999999996,0.79849099999999995]
[2322,6.7442700000000002,3.070357,0.95030800000000004,0.79847699999999999]
[2323,6.7466119999999998,3.0710150000000001,0.95030300000000001,0.79846399999999995]
[2324,6.7489540000000003,3.0716730000000001,0.95029699999999995,0.79844999999999999]
[2325,6.751296,3.07233,0.95029200000000003,0.79843600000000003]
[2326,6.7536370000000003,3.0729880000000001,0.95028699999999999,0.79842199999999997]
[2327,6.755979,3.073645,0.95028100000000004,0.79840800000000001]
[2328,6.7583200000000003,3.074303,0.95027600000000001,0.79839400000000005]
[2329,6.7606609999999998,3.0749599999999999,0.95027099999999998,0.79838100000000001]
[2330,6.763001,3.0756169999999998,0.95026600000000006,0.79836700000000005]
[2331,6.7653420000000004,3.0762740000000002,0.95025999999999999,0.79835299999999998]
[2332,6.7676819999999998,3.0769310000000001,0.95025499999999996,0.79833900000000002]
[2333,6.770022,3.077588,0.95025000000000004,0.79832599999999998]
[2334,6.7723620000000002,3.0782449999999999,0.95024500000000001,0.79831200000000002]
[2335,6.7747019999999996,3.0789019999999998,0.95023899999999994,0.79829799999999995]
[2336,6.7770419999999998,3.079558,0.95023400000000002,0.79828399999999999]
[2337,6.7793809999999999,3.0802149999999999,0.95022899999999999,0.79827099999999995]
[2338,6.78172,3.0808719999999998,0.95022300000000004,0.79825699999999999]
[2339,6.7840590000000001,3.081528,0.95021800000000001,0.79824300000000004]
[2340,6.7863980000000002,3.0821839999999998,0.95021299999999997,0.79822899999999997]
[2341,6.7887370000000002,3.08284,0.95020800000000005,0.79821600000000004]
[2342,6.7910750000000002,3.0834959999999998,0.95020199999999999,0.79820199999999997]
[2343,6.7934130000000001,3.084152,0.95019699999999996,0.79818800000000001]
[2344,6.7957520000000002,3.0848080000000002,0.95019200000000004,0.79817400000000005]
[2345,6.798089,3.085464,0.950187,0.79816100000000001]
[2346,6.800427,3.0861200000000002,0.95018100000000005,0.79814700000000005]
[2347,6.802765,3.086776,0.95017600000000002,0.79813299999999998]
[2348,6.8051019999999998,3.087431,0.95017099999999999,0.79812000000000005]
[2349,6.8074389999999996,3.0880869999999998,0.95016599999999996,0.79810599999999998]
[2350,6.8097760000000003,3.0887419999999999,0.95016100000000003,0.79809200000000002]
[2351,6.8121130000000001,3.0893969999999999,0.95015499999999997,0.79807899999999998]
[2352,6.8144489999999998,3.0900530000000002,0.95015000000000005,0.79806500000000002]
[2353,6.8167859999999996,3.0907079999999998,0.95014500000000002,0.79805199999999998]
[2354,6.8191220000000001,3.0913629999999999,0.95013999999999998,0.79803800000000003]
[2355,6.8214579999999998,3.0920179999999999,0.95013400000000003,0.79802399999999996]
[2356,6.8237940000000004,3.0926719999999999,0.950129,0.79801100000000003]
[2357,6.8261289999999999,3.0933269999999999,0.95012399999999997,0.79799699999999996]
[2358,6.8284649999999996,3.093982,0.95011900000000005,0.797983]
[2359,6.8308,3.0946359999999999,0.95011299999999999,0.79796999999999996]
[2360,6.8331350000000004,3.095291,0.95010799999999995,0.797956]
[2361,6.8354699999999999,3.0959449999999999,0.95010300000000003,0.79794299999999996]
[2362,6.8378040000000002,3.0966,0.950098,0.797929]
[2363,6.8401389999999997,3.097254,0.95009299999999997,0.79791599999999996]
[2364,6.842473,3.0979079999999999,0.95008700000000001,0.797902]
[2365,6.8448070000000003,3.0985619999999998,0.95008199999999998,0.79788899999999996]
[2366,6.8471409999999997,3.0992160000000002,0.95007699999999995,0.797875]
[2367,6.8494739999999998,3.0998700000000001,0.95007200000000003,0.79786100000000004]
[2368,6.8518080000000001,3.1005229999999999,0.95006699999999999,0.797848]
[2369,6.8541410000000003,3.1011769999999999,0.95006100000000004,0.79783400000000004]
[2370,6.8564740000000004,3.1018309999999998,0.95005600000000001,0.797821]
[2371,6.8588069999999997,3.102484,0.95005099999999998,0.79780700000000004]
[2372,6.8611399999999998,3.1031369999999998,0.95004599999999995,0.797794]
[2373,6.8634719999999998,3.1037910000000002,0.95004100000000002,0.79778000000000004]
[2374,6.8658049999999999,3.104444,0.95003499999999996,0.797767]
[2375,6.8681369999999999,3.1050970000000002,0.95003000000000004,0.79775300000000005]
[2376,6.8704679999999998,3.10575,0.95002500000000001,0.79774]
[2377,6.8727999999999998,3.1064029999999998,0.95001999999999998,0.79772600000000005]
[2378,6.8751319999999998,3.107056,0.95001500000000005,0.79771300000000001]
[2379,6.8774629999999997,3.1077089999999998,0.95000899999999999,0.79769999999999996]
[2380,6.8797940000000004,3.1083609999999999,0.95000399999999996,0.79768600000000001]
[2381,6.8821250000000003,3.1090140000000002,0.94999900000000004,0.79767299999999997]
[2382,6.8844560000000001,3.1096659999999998,0.94999400000000001,0.79765900000000001]
[2383,6.8867859999999999,3.1103190000000001,0.94998899999999997,0.79764599999999997]
[2384,6.8891159999999996,3.1109710000000002,0.94998400000000005,0.79763200000000001]
[2385,6.8914470000000003,3.1116229999999998,0.94997799999999999,0.79761899999999997]
[2386,6.8937759999999999,3.1122749999999999,0.94997299999999996,0.79760600000000004]
[2387,6.8961059999999996,3.112927,0.94996800000000003,0.79759199999999997]
[2388,6.8984360000000002,3.1135790000000001,0.949963,0.79757900000000004]
[2389,6.9007649999999998,3.1142310000000002,0.94995799999999997,0.79756499999999997]
[2390,6.9030940000000003,3.1148829999999998,0.94995300000000005,0.79755200000000004]
[2391,6.9054229999999999,3.1155349999999999,0.94994699999999999,0.797539]
[2392,6.9077520000000003,3.1161859999999999,0.94994199999999995,0.79752500000000004]
[2393,6.9100799999999998,3.116838,0.94993700000000003,0.797512]
[2394,6.9124080000000001,3.117489,0.949932,0.79749899999999996]
[2395,6.9147369999999997,3.1181399999999999,0.94992699999999997,0.797485]
[2396,6.9170639999999999,3.118792,0.94992200000000004,0.79747199999999996]
[2397,6.9193920000000002,3.119443,0.94991599999999998,0.79745900000000003]
[2398,6.9217199999999997,3.1200939999999999,0.94991099999999995,0.79744499999999996]
[2399,6.9240469999999998,3.1207449999999999,0.94990600000000003,0.79743200000000003]
[2400,6.926374,3.1213959999999998,0.949901,0.79741899999999999]
[2401,6.9287010000000002,3.1220460000000001,0.94989599999999996,0.79740500000000003]
[2402,6.9310280000000004,3.1226970000000001,0.94989100000000004,0.79739199999999999]
[2403,6.9333539999999996,3.123348,0.94988600000000001,0.79737899999999995]
[2404,6.9356799999999996,3.1239979999999998,0.94987999999999995,0.79736600000000002]
[2405,6.9380059999999997,3.1246489999999998,0.94987500000000002,0.79735199999999995]
[2406,6.9403319999999997,3.125299,0.94986999999999999,0.79733900000000002]
[2407,6.9426579999999998,3.1259489999999999,0.94986499999999996,0.79732599999999998]
[2408,6.9449829999999997,3.1265990000000001,0.94986000000000004,0.79731200000000002]
[2409,6.9473089999999997,3.1272489999999999,0.949855,0.79729899999999998]
[2410,6.9496339999999996,3.1278990000000002,0.94984999999999997,0.79728600000000005]
[2411,6.9519590000000004,3.128549,0.94984500000000005,0.79727300000000001]
[2412,6.9542830000000002,3.1291989999999998,0.94983899999999999,0.79725900000000005]
[2413,6.9566080000000001,3.1298490000000001,0.94983399999999996,0.79724600000000001]
[2414,6.9589319999999999,3.1304979999999998,0.94982900000000003,0.79723299999999997]
[2415,6.9612559999999997,3.131148,0.949824,0.79722000000000004]
[2416,6.9635800000000003,3.1317970000000002,0.94981899999999997,0.797207]
[2417,6.965903,3.132447,0.94981400000000005,0.79719300000000004]
[2418,6.9682269999999997,3.1330960000000001,0.94980900000000001,0.79718]
[2419,6.9705500000000002,3.1337449999999998,0.94980399999999998,0.79716699999999996]
[2420,6.9728729999999999,3.1343939999999999,0.94979800000000003,0.79715400000000003]
[2421,6.9751960000000004,3.135043,0.949793,0.79714099999999999]
[2422,6.9775179999999999,3.1356920000000001,0.94978799999999997,0.79712799999999995]
[2423,6.9798410000000004,3.1363409999999998,0.94978300000000004,0.79711399999999999]
[2424,6.9821629999999999,3.1369889999999998,0.94977800000000001,0.79710099999999995]
[2425,6.9844850000000003,3.1376379999999999,0.94977299999999998,0.79708800000000002]
[2426,6.9868059999999996,3.138287,0.94976799999999995,0.79707499999999998]
[2427,6.989128,3.138935,0.94976300000000002,0.79706200000000005]
[2428,6.9914490000000002,3.139583,0.94975799999999999,0.79704900000000001]
[2429,6.9937699999999996,3.1402320000000001,0.94975299999999996,0.79703599999999997]
[2430,6.9960909999999998,3.1408800000000001,0.94974700000000001,0.79702300000000004]
[2431,6.9984120000000001,3.1415280000000001,0.94974199999999998,0.79700899999999997]
[2432,7.0007330000000003,3.1421760000000001,0.94973700000000005,0.79699600000000004]
[2433,7.0030530000000004,3.1428240000000001,0.94973200000000002,0.796983]
[2434,7.0053729999999996,3.143472,0.94972699999999999,0.79696999999999996]
[2435,7.0076929999999997,3.1441189999999999,0.94972199999999996,0.79695700000000003]
[2436,7.0100119999999997,3.1447669999999999,0.94971700000000003,0.79694399999999999]
[2437,7.0123319999999998,3.1454149999999998,0.949712,0.79693099999999994]
[2438,7.0146509999999997,3.1460620000000001,0.94970699999999997,0.79691800000000002]
[2439,7.0169699999999997,3.146709,0.94970200000000005,0.79690499999999997]
[2440,7.0192889999999997,3.147357,0.94969700000000001,0.79689200000000004]
[2441,7.0216070000000004,3.1480039999999998,0.94969199999999998,0.796879]
[2442,7.0239260000000003,3.1486510000000001,0.94968600000000003,0.79686599999999996]
[2443,7.0262440000000002,3.1492979999999999,0.949681,0.79685300000000003]
[2444,7.028562,3.1499450000000002,0.94967599999999996,0.79683999999999999]
[2445,7.0308799999999998,3.1505920000000001,0.94967100000000004,0.79682699999999995]
[2446,7.0331970000000004,3.1512380000000002,0.94966600000000001,0.79681400000000002]
[2447,7.0355150000000002,3.151885,0.94966099999999998,0.79680099999999998]
[2448,7.0378319999999999,3.1525319999999999,0.94965599999999994,0.79678800000000005]
[2449,7.0401490000000004,3.153178,0.94965100000000002,0.79677500000000001]
[2450,7.042465,3.1538240000000002,0.94964599999999999,0.79676199999999997]
[2451,7.0447819999999997,3.154471,0.94964099999999996,0.79674900000000004]
[2452,7.0470980000000001,3.1551170000000002,0.94963600000000004,0.796736]
[2453,7.0494139999999996,3.1557629999999999,0.949631,0.79672299999999996]
[2454,7.0517300000000001,3.156409,0.94962599999999997,0.79671000000000003]
[2455,7.0540450000000003,3.1570550000000002,0.94962100000000005,0.79669699999999999]
[2456,7.0563609999999999,3.1577009999999999,0.94961600000000002,0.79668399999999995]
[2457,7.0586760000000002,3.158347,0.94961099999999998,0.79667100000000002]
[2458,7.0609909999999996,3.158992,0.94960599999999995,0.79665799999999998]
[2459,7.0633059999999999,3.1596380000000002,0.94960100000000003,0.79664500000000005]
[2460,7.06562,3.1602830000000002,0.94959499999999997,0.79663200000000001]
[2461,7.0679350000000003,3.1609289999999999,0.94959000000000005,0.79661899999999997]
[2462,7.0702489999999996,3.1615739999999999,0.94958500000000001,0.79660600000000004]
[2463,7.0725619999999996,3.1622189999999999,0.94957999999999998,0.79659400000000002]
[2464,7.0748759999999997,3.1628639999999999,0.94957499999999995,0.79658099999999998]
[2465,7.0771899999999999,3.1635089999999999,0.94957000000000003,0.79656800000000005]
[2466,7.0795029999999999,3.1641539999999999,0.94956499999999999,0.79655500000000001]
[2467,7.0818159999999999,3.1647989999999999,0.94955999999999996,0.79654199999999997]
[2468,7.0841289999999999,3.1654439999999999,0.94955500000000004,0.79652900000000004]
[2469,7.0864409999999998,3.1660889999999999,0.94955000000000001,0.796516]
[2470,7.0887539999999998,3.1667329999999998,0.94954499999999997,0.79650399999999999]
[2471,7.0910659999999996,3.1673779999999998,0.94954000000000005,0.79649099999999995]
[2472,7.0933780000000004,3.1680220000000001,0.94953500000000002,0.79647800000000002]
[2473,7.0956890000000001,3.1686670000000001,0.94952999999999999,0.79646499999999998]
[2474,7.098001,3.169311,0.94952499999999995,0.79645200000000005]
[2475,7.1003119999999997,3.1699549999999999,0.94952000000000003,0.79643900000000001]
[2476,7.1026230000000004,3.1705990000000002,0.949515,0.796427]
[2477,7.1049340000000001,3.171243,0.94950999999999997,0.79641399999999996]
[2478,7.1072449999999998,3.1718869999999999,0.94950500000000004,0.79640100000000003]
[2479,7.1095550000000003,3.1725310000000002,0.94950000000000001,0.79638799999999998]
[2480,7.1118649999999999,3.1731739999999999,0.94949499999999998,0.79637500000000006]
[2481,7.1141750000000004,3.1738179999999998,0.94948999999999995,0.79636300000000004]
[2482,7.1164849999999999,3.1744620000000001,0.94948500000000002,0.79635]
[2483,7.1187940000000003,3.1751049999999998,0.94947999999999999,0.79633699999999996]
[2484,7.1211039999999999,3.175748,0.94947499999999996,0.79632400000000003]
[2485,7.1234130000000002,3.1763919999999999,0.94947000000000004,0.79631099999999999]
[2486,7.1257210000000004,3.1770350000000001,0.949465,0.79629899999999998]
[2487,7.1280299999999999,3.1776779999999998,0.94945999999999997,0.79628600000000005]
[2488,7.1303380000000001,3.178321,0.94945500000000005,0.79627300000000001]
[2489,7.1326470000000004,3.1789640000000001,0.94945000000000002,0.796261]
[2490,7.1349549999999997,3.1796069999999999,0.94944499999999998,0.79624799999999996]
[2491,7.1372619999999998,3.1802489999999999,0.94943999999999995,0.79623500000000003]
[2492,7.13957,3.1808920000000001,0.94943500000000003,0.79622199999999999]
[2493,7.141877,3.1815349999999998,0.94943,0.79620999999999997]
[2494,7.1441840000000001,3.1821769999999998,0.94942499999999996,0.79619700000000004]
[2495,7.1464910000000001,3.1828189999999998,0.94942000000000004,0.796184]
[2496,7.1487980000000002,3.183462,0.94941500000000001,0.79617199999999999]
[2497,7.1511040000000001,3.184104,0.94940999999999998,0.79615899999999995]
[2498,7.15341,3.1847460000000001,0.94940500000000005,0.79614600000000002]
[2499,7.155716,3.1853880000000001,0.94940000000000002,0.79613400000000001]